## 1_Standards_Master
IS Number | Full Title | Year | Status | Replaced By | Supersedes | Product Family | Priority | Source Link | IS Base | Is IS Standard | Flag
IS 434 | Rubber-insulated cables: Part 1 With copper conductor | 1964 | Superseded | IS 9968 |  | Electrical cables and wiring | Medium | https://standards.bis.gov.in/website/standard-details?encryptedId=eyJpdiI6IkZpRUJGeVplV09oalQ4dFVSQVFkYmc9PSIsInZhbHVlIjoicWFGdEhxOVJWNERwN29VcXJpcy9EZz09IiwibWFjIjoiOGQyNzdjYWM1NTMzMzg1N2M3ZjRiYWE4ZWRhMWY0NGY5YjNjZDRlNjRkYTI3OTU4YzFjNmQ3NDYzOTQyYTFhMSIsInRhZyI6IiJ9&standardNumber=IS%20434%20(Part%201):1964 | IS 434 | TRUE
IS 375 | Marking and arrangement for switchgears bus-bars, main connections and auxiliary wiring | 1963 | Superseded | IS 5578; IS 11353 |  | Electrical cables and wiring | Medium | https://standards.bis.gov.in/website/know-your-standards?searchTerm=IS%2520375%253A1963 | IS 375 | TRUE
IS 691 | Flexible Trailing Cables for use in Coal Mines | 1984 | Superseded | IS 14494 |  | Electrical cables and wiring | Medium | https://standards.bis.gov.in/website/standard-details?encryptedId=eyJpdiI6IndQb1Rhc3pPUUJJUjRLM0Nsc0orckE9PSIsInZhbHVlIjoiQkFBemoxV1FueWM5SXByLzhlcVlzdz09IiwibWFjIjoiYjNhNzNiODkzNGQ5MDYzOGJiNzU0ZGY2MTUwOWIwNTc1M2I4Y2MxNWMyMDRlYmNhZWQyNzFkZjczZWZjMTllNiIsInRhZyI6IiJ9&standardNumber=IS%20691:1984 | IS 691 | TRUE
IS 693 | Varnished cambric insulated cables (revised) | 1965 | Withdrawn | UNKNOWN |  | Electrical cables and wiring | Medium | https://standards.bis.gov.in/website/standard-details?encryptedId=eyJpdiI6ImxqS01iL205c0JwYStHQVNrZXNIREE9PSIsInZhbHVlIjoiZTkya2tQaUpZYVIrNEE3VjliU0JCdz09IiwibWFjIjoiYWY1M2NiYThiOGI1YjY2OWZmYWViYzA3YmJhZWFmOTI3YzJhM2RiNzFmNDRmZjhhMDM2YzIzNTY3ZTQzY2UzOSIsInRhZyI6IiJ9&standardNumber=IS%20693:1965 | IS 693 | TRUE | replacement not stated in source
IS 732 | Code of practice for electrical wiring installations (Fourth Revision) | 2019 | Current | UNKNOWN |  | Electrical cables and wiring | High | https://standards.bis.gov.in/website/standard-details?encryptedId=eyJpdiI6IkhlLzdHaWMwL0ZUb2pHMHBLZUExNGc9PSIsInZhbHVlIjoiOGRCZDNvZVljZElIZ3hWWHdZcmZUQT09IiwibWFjIjoiMGJkOTMyN2ViNWFmMmVkZWM0YmQ1MDk0ZjFhNzE3MzMxZWI4ZWJiMDYyZThjY2Q2MTY0ZWFlYzZjMmU3NGFmNSIsInRhZyI6IiJ9&standardNumber=IS%20732:2019 | IS 732 | TRUE | replacement not stated in source
IS 1026 | Flexible trailing cables for use in quarries and metalliferous mines | 1984 | Superseded | IS 14494 |  | Electrical cables and wiring | Medium | https://standards.bis.gov.in/website/standard-details?encryptedId=eyJpdiI6IlB1Sjg3WGZMa2VRazRtTC84TkNJaGc9PSIsInZhbHVlIjoiUUZpVFNMWktSNjh1TEloZk9kQU5Kdz09IiwibWFjIjoiNTNiMmFhOTQ1NzM0MDVmMjM5ODM4ZWY5ODQzMTE4YWY1NmM5ODQxNTE0YmQyYjFmNWQ4NTZmN2FkODVhYWU4NyIsInRhZyI6IiJ9&standardNumber=IS%201026:1984 | IS 1026 | TRUE
IS 1653 | Rigid steel conduits for electrical wiring | 1972 | Superseded | IS 9537 (Part 2) |  | Electrical cables and wiring | Medium | https://standards.bis.gov.in/website/standard-details?encryptedId=eyJpdiI6Impab0FxVXRpMVVVWDJxL1N4QndnVUE9PSIsInZhbHVlIjoidnJKUDNUQkw0TWNmK1RZajBENXY4QT09IiwibWFjIjoiNGRhMTc4NGQzYWIxOWIzNGQ1NzdhNjI0ZWVlZjUwMzgwMmFkMjJhODUzNjY5MmJkZTZjYWZhYThhMDJlNjhmMSIsInRhZyI6IiJ9&standardNumber=IS%201653:1972 | IS 1653 | TRUE
IS 694 | Polyvinyl chloride insulated unsheathed and sheathed cables/cords with rigid and flexible conductor for rated voltages up to and including 1 100 V (Fourth Revision) | 2010 | Current | UNKNOWN |  | Electrical cables and wiring | High | https://standards.bis.gov.in/website/standard-details?encryptedId=eyJpdiI6IlNQM09jZ01XazVGL3kraStrSWZSd1E9PSIsInZhbHVlIjoiWmowUDMrVjN5YVdyWmtIRDBQMXZhZz09IiwibWFjIjoiYTNiMWVlMGQ4NDQ4NTk2Yzk3OTEwYWUwYzUxNGIzZGI5OTYyYjliZjYyY2EwM2I3OThlZDQ0NzMyMTQ1YzZiOSIsInRhZyI6IiJ9&standardNumber=IS%20694:2010 | IS 694 | TRUE | replacement not stated in source
IS 2274 | Code of practice for electrical wiring installations (system voltage exceeding 650 volts) | 1963 | Superseded | IS 732 |  | Electrical cables and wiring | Medium | https://standards.bis.gov.in/website/standard-details?encryptedId=eyJpdiI6Imt5Y2VFN21WcjNLa2VmcWRkQnIydVE9PSIsInZhbHVlIjoiWXRkNmVQamdvM3ByeWYzcUpRWWQyQT09IiwibWFjIjoiZDQxYjBmMTZkNTBiYWI1MTczNDg0YTFlOWQwNjY2MmZhMjc5ZGU3OGQzNTg1NDgwMTkxYWQ5MWFmNGFlNTlkNSIsInRhZyI6IiJ9&standardNumber=IS%202274:1963 | IS 2274 | TRUE
IS 2412 | Specification for link clips for electrical wiring (First Revision) | 1975 | Withdrawn | UNKNOWN |  | Electrical cables and wiring | Medium | https://standards.bis.gov.in/website/standard-details?encryptedId=eyJpdiI6ImRPTTQyUG9SSGhkZ1JKK21UUmx0VHc9PSIsInZhbHVlIjoidXNmNEkxQnNUR09xZDVSMW5obVBBUT09IiwibWFjIjoiZTcxMjk0Yzg2MWY3MzczYjhmMzA0YTVhODYzMzIyYWQ1MjAyOGFjMjZkNTJjYThiMjJmYzhkMDZiNGNlYWZlMSIsInRhZyI6IiJ9&standardNumber=IS%202412:1975 | IS 2412 | TRUE | replacement not stated in source
IS 282 | Hard-drawn copper conductors for overhead power transmission | 1982 | Withdrawn | UNKNOWN |  | Electrical cables and wiring | Medium | https://standards.bis.gov.in/website/standard-details?encryptedId=eyJpdiI6IlZiSkE2cVV0K0tKZk10ZFdUbW9ubEE9PSIsInZhbHVlIjoiUVNZN0srZ2dTQ2p0Y3hUVEdlUXFlQT09IiwibWFjIjoiOTJmMjY4MzdiMmI4MmJkZjMwODgzMzA0ZDhlNTM0YTQwMmJlNmE3Yzk0MDVmM2VlOGJlMTc1ZGYwYWY0MjBiZiIsInRhZyI6IiJ9&standardNumber=IS%20282:1982 | IS 282 | TRUE | replacement not stated in source
IS 2667 | Fittings for rigid steel conduits for electrical wiring | 1988 | Superseded | 14768:Part2 |  | Electrical cables and wiring | Medium | https://standards.bis.gov.in/website/standard-details?encryptedId=eyJpdiI6ImRNZ3E1WS9oeExUYVNOcjVkMnBrdWc9PSIsInZhbHVlIjoibXF2Ukcwc1ZPUjdQVWU4dGtFaW8zZz09IiwibWFjIjoiOWIwZWZjZmY3YzMxNzVhMjdlYzlhNDJhODgwNzE2NDg2ZTFiMmU0ZTkyMmVmMTgzOTgyYmY3ZTQ3ZGRjNzBlMiIsInRhZyI6IiJ9&standardNumber=IS%202667:1988 | IS 2667 | TRUE
IS 398 | Aluminium conductors for overhead transmission purposes - Specification: Part 1 aluminium stranded conductors (Third Revision) | 1996 | Current | UNKNOWN |  | Electrical cables and wiring | Medium | https://standards.bis.gov.in/website/standard-details?encryptedId=eyJpdiI6IjJwTzA1T1k1SGIxYVAwN0pjUW5FOVE9PSIsInZhbHVlIjoiS21abGFoMmVEYjlEdDIxZzFoNmQ1QT09IiwibWFjIjoiMzE5YWQ1YWZiZDJiNjk1OGZmZWExNDI4ZWRlZWFlMzljNDhiMTk4MjE1NWE5MWI1YWRlNmY2YjZhNzM4NDNkYyIsInRhZyI6IiJ9&standardNumber=IS%20398%20(Part%201):1996 | IS 398 | TRUE | replacement not stated in source
IS 450 | Cotton Covered Round Copper Conductors | 1964 | Superseded | IS 7391 |  | Electrical cables and wiring | Medium | https://standards.bis.gov.in/website/standard-details?encryptedId=eyJpdiI6InpKZ2l4UUMwdkRZL2E5cEdNUHlFWGc9PSIsInZhbHVlIjoiV3pHM0Rab01sTFFjZUQwekRPbzBsUT09IiwibWFjIjoiMGVhNzc2MjAzMjM5ODc0ZjNkMzdjNWQ1ZjdkM2RhMDBlOWUzOGI5MjY3NTFkNTI3NTgxYTZlNThkODUyMTNhYiIsInRhZyI6IiJ9&standardNumber=IS%20450:1964 | IS 450 | TRUE
IS 3480 | Specification for flexible steel conduits for electrical wiring | 1966 | Superseded | IS 3480:2024 |  | Electrical cables and wiring | Medium | https://standards.bis.gov.in/website/standard-details?encryptedId=eyJpdiI6IjJhb1NIVnVNZXQrenRXaEFZS0pqUGc9PSIsInZhbHVlIjoiMlo1TlFEQjE0VXdTdkhjTW0wYmxqUT09IiwibWFjIjoiZGYyMzViNjk0ZTQ4NjU1ODAzMTcyNjljOTA1YWNjYmYzODMzMTQzMGIwNTE1MTNlNjBkY2FiZmFiMGQyNDk4OCIsInRhZyI6IiJ9&standardNumber=IS%203480:1966 | IS 3480 | TRUE
IS 8270 | Guide for preparation of diagrams, charts and tables for electrotechnology: Part 6 unit wiring diagrams and tables | 1983 | Withdrawn | UNKNOWN |  | Electrical cables and wiring | Medium | https://standards.bis.gov.in/website/standard-details?encryptedId=eyJpdiI6InBaN0NncmVwTFVGRjNvaGkwTXNqOFE9PSIsInZhbHVlIjoiN2xpNlZJRVRqZ1ozSzY5T3VjQUE2dz09IiwibWFjIjoiMzM0OTRkNTBlOWViYzhjNmZhNmE5NTllMDVkYzE4ZDZkZDdjMGQwOGUzYTA2NjQzODY1NmRlMzQyOTY4MTZlZSIsInRhZyI6IiJ9&standardNumber=IS%208270%20(Part%206):1983 | IS 8270 | TRUE | replacement not stated in source
IS 1591 | Glossary of terms for cables, conductors and accessories | 1960 | Superseded | IS 1885 |  | Electrical cables and wiring | Medium | https://standards.bis.gov.in/website/standard-details?encryptedId=eyJpdiI6ImxHZVptdmJEdnpVcFBuYWlrcU84eUE9PSIsInZhbHVlIjoibC9lVnRDWktES2lQZnQ1ZGVZVFpxQT09IiwibWFjIjoiYzljOTVhZTZhOGIwZWExYTZkZWVjNmIxZWQzYWE0NjExZTk4YTBhYTgzMGU4ZDVlMmQ0ZWY2YTEzZmMxYzlkOSIsInRhZyI6IiJ9&standardNumber=IS%201591:1960 | IS 1591 | TRUE
IS 8395 | Specification for cable terminations for automobile wiring: Part 2 bullet and tube connectors | 1977 | Current | UNKNOWN |  | Electrical cables and wiring | Medium | https://standards.bis.gov.in/website/standard-details?encryptedId=eyJpdiI6IlNLeUN2MWk0UE5WVGhna01jWEg0dWc9PSIsInZhbHVlIjoiaE5pUms1TE9VYmUyVldOd2F6djFCZz09IiwibWFjIjoiNjE4ZDU5ZWM4MDU1YTZlZDZjNDE2NTkwY2ZkYzZkYWUyZTcxYWNiMWY5ZWUwZWUzMDA3YWE2OWMzOGI4NTgxMSIsInRhZyI6IiJ9&standardNumber=IS%208395%20(Part%202):1977 | IS 8395 | TRUE | replacement not stated in source
IS 5054 | Radio frequency and coaxial cable assemblies Part 4 RF coaxial connectors with inner diameter of outer conductor 16 mm 063 in with screw lock Characteristic impedance 50 type 7-16 | 2021 | Current | UNKNOWN |  | Electrical cables and wiring | Medium | https://standards.bis.gov.in/website/standard-details?encryptedId=eyJpdiI6IjlHc2lhSkVNQWFiNDFnSjg2b2VEUGc9PSIsInZhbHVlIjoiVDdGeTNmR3VjZ25JYmVLUFZKSUNvZz09IiwibWFjIjoiMzA3OTFjNTFjOGRiMWU5MjQwOWYyNTFiMjYwYTRiZGRmMjExZDFhZmMyMmIxYjNmZWYwMDBhNTJmZjFmNWE3OSIsInRhZyI6IiJ9&standardNumber=IS%205054%20(Part%204):2021 | IS 5054 | TRUE | replacement not stated in source
IS 9891 | Specification for edge connectors for printed wiring board and insulated board having a contact pitch of 2.54 mm: Part 1 test schedule and requirements | 1981 | Withdrawn | UNKNOWN |  | Electrical cables and wiring | Medium | https://standards.bis.gov.in/website/standard-details?encryptedId=eyJpdiI6IjVFWnJrdktEdHhCL09XZEt6OStDMXc9PSIsInZhbHVlIjoiU2dWNlAzSEx2bEs0LzEwZDNnaENKQT09IiwibWFjIjoiY2ZmZjVhNmI5NzQ5NzAzNDc2MzBmNDBhODVmYmVhNGJiM2UyOTIzNjMzMDBlZDE1NTllMjQ5NmU5YTM0OGY5MCIsInRhZyI6IiJ9&standardNumber=IS%209891%20(Part%201):1981 | IS 9891 | TRUE | replacement not stated in source
IS 1594 | Metric sizes of copper wires and conductors for electrical purposes | 1960 | Withdrawn | UNKNOWN |  | Electrical cables and wiring | Medium | https://standards.bis.gov.in/website/standard-details?encryptedId=eyJpdiI6IldSMldEVi9sR3dUakk0TVBJK3Uwc2c9PSIsInZhbHVlIjoiT2FoaTR6YS9LM3RFOE5SaGlNUTV3QT09IiwibWFjIjoiZmFjY2EzMWYyNTRkM2ViNWY0NzNlMzUyMmRmZGRiZWMwYjMyNTYzOTg1ZjI4ZDQ5MTc3N2JlN2Q5NTU4NjkxYiIsInRhZyI6IiJ9&standardNumber=IS%201594:1960 | IS 1594 | TRUE | replacement not stated in source
IS 1255 | Code of practice for installation and maintenance of power cables up to and including 33 kV rating (Second Revision) | 1983 | Current | UNKNOWN |  | Electrical cables and wiring | High | https://standards.bis.gov.in/website/standard-details?encryptedId=eyJpdiI6InlGMzF4NGNTSDBOS1BsZElCN1R6MEE9PSIsInZhbHVlIjoiVTFKd0o4VDdValVsdUtHcVBnSytPdz09IiwibWFjIjoiMjVjMWI4NWM4YzZmZmI2N2QzNGJmOTg2ODVhMzQ1OWI5MDJkZjdiYjI3Y2RlZWE1NjhjNDNiODIxN2Y2ZWVmOSIsInRhZyI6IiJ9&standardNumber=IS%201255:1983 | IS 1255 | TRUE | replacement not stated in source
IS 13313 | Automotive vehicles - Electrical wiring - Colour coding | 1991 | Current | UNKNOWN |  | Electrical cables and wiring | Medium | https://standards.bis.gov.in/website/standard-details?encryptedId=eyJpdiI6ImdQS2l6Ulk0L2txMjN5WFVNc2tWV0E9PSIsInZhbHVlIjoiUVZwL0tONHpWVlc0cTF2a2tPdCtYUT09IiwibWFjIjoiY2NhNjZjMjMwNzQzZWQxZWJkMTQ5MjMwZTczYjFjOThlZDQ1ZjI1NmZkODFiY2JmYmE3MzM3MWQ4YmM1ZjYxZiIsInRhZyI6IiJ9&standardNumber=IS%2013313:1991 | IS 13313 | TRUE | replacement not stated in source
IS 7733 | Code of practice for electrical wiring installations in hospitals | 1975 | Withdrawn | UNKNOWN |  | Electrical cables and wiring | Medium | https://standards.bis.gov.in/website/standard-details?encryptedId=eyJpdiI6IkgxNGhFcFVpYVFVYmtBU0R0NEd0RFE9PSIsInZhbHVlIjoiaVRWQUc3eHpZMHBMVWZDY1ZGTUk2Zz09IiwibWFjIjoiMDBkZjFkYzYzOGYxMjE1ZTJmMGZiNDZjNTM2MzQzOWI3MWRjMmI3MmI1MmVkODFhZDgxNzUyYWYwMzFiNTIxNSIsInRhZyI6IiJ9&standardNumber=IS%207733:1975 | IS 7733 | TRUE | replacement not stated in source
IS 10242 | Electrical installations in ships: Part 3 equipment: Sec 10 general construction and test requirements for low voltage shipboard power cables - Specification | 1992 | Withdrawn | UNKNOWN |  | Electrical cables and wiring | Low | https://standards.bis.gov.in/website/standard-details?encryptedId=eyJpdiI6IktlUllVeGpNOUlaeTlZOXJRekpaVFE9PSIsInZhbHVlIjoiSEozOEhDOTVKaDIxSUNxcVloYVVBZz09IiwibWFjIjoiYzU2MTM1ZGJmN2RlMDZmYTViZmY2ODc3MjlmY2UzNDJhZjFkY2Q0ZjgxMDkzMzQwZjMzOWE5ZDI2MWM0NGI4NCIsInRhZyI6IiJ9&standardNumber=IS%2010242%20(Part%203%2FSec%2010):1992 | IS 10242 | TRUE | replacement not stated in source
IS 12909 | Power cables - Dimensions for moulds for cast resin based outdoor terminations for voltages above 1 100 volts and up to and including 1 1000 volts | 1990 | Current | UNKNOWN |  | Electrical cables and wiring | Medium | https://standards.bis.gov.in/website/standard-details?encryptedId=eyJpdiI6Ijl3Y3MydnJVNnNwSmlxWVVkTTF5K3c9PSIsInZhbHVlIjoidnEwUlo2M3BXZlZoYjBZNU1nZnQ0Zz09IiwibWFjIjoiMDMyZGNlNGQ1ZGY0MDRmYzA5ZDQ0ZWQ2ZjQyY2JmMWYyNWYxNTFmMjQwODMyYzRiNTU3MTg5NzcxYjVlM2IwNiIsInRhZyI6IiJ9&standardNumber=IS%2012909:1990 | IS 12909 | TRUE | replacement not stated in source
IS 13573 | Cable accessories for extruded power cables - Specification: Part 1 for working voltages from 1.1 kV up to and including 3.3 kV (E) - Test methods and test requirements (First Revision) | 2011 | Current | UNKNOWN |  | Electrical cables and wiring | High | http://standards.bis.gov.in/website/standard-details?encryptedId=eyJpdiI6IkZkcXpNMWM0TzI4RFBCZWd0bVE2U0E9PSIsInZhbHVlIjoiVGNjVDVwRHpoejBlK3JKWkhYaTRLdz09IiwibWFjIjoiYTU1YzY3Yzc2ZmM4MGU3Y2JjYzFlY2I3NzkwODA1M2EzYTI0MzUyODllN2Q5NTAxMjY4YjNhYWQ0ZTM5OWM3NCIsInRhZyI6IiJ9&standardNumber=IS%2013573%20(Part%201):2011 | IS 13573 | TRUE | replacement not stated in source
IS 2206 | Flameproof Electric Lighting Fittings - Part 4 : Portable Flame-proof Handlamps and Approved Flexible Cables | 1987 | Withdrawn | UNKNOWN |  | Electrical cables and wiring | Medium | https://standards.bis.gov.in/website/standard-details?encryptedId=eyJpdiI6IlNob0pRMHB6STVLbklsR2wyTGppeVE9PSIsInZhbHVlIjoiRkk3dXZXaDlHTUxPU1I2Qm5RSXo0Zz09IiwibWFjIjoiNWEzODQwNjljNzI0NzQ2YTQ2ZjNiNDA3MzRjMGI3Y2Y2ZGRkYjViM2IxNGVmNGQxYzA0YzNhZGMzYWMwNWI2MyIsInRhZyI6IiJ9&standardNumber=IS%202206%20(Part%204):1987 | IS 2206 | TRUE | replacement not stated in source
IS 3837 | Specification for accessories for rigid steel conduits for electrical wiring (First Revision) | 1976 | Current | UNKNOWN |  | Electrical cables and wiring | Medium | https://standards.bis.gov.in/website/standard-details?encryptedId=eyJpdiI6IlhUOVVMYWRLekZqaUtpaW5HUjE5cEE9PSIsInZhbHVlIjoicEt4a00vNnVnV2lJMVdzb0xieUNXZz09IiwibWFjIjoiN2I5MTkyMjczZjcyOGVkNjBlNDVjZTAwZjRhMDY3Y2JlZmRlNDU1NjU1NjJlNjNhYWE1ODc4OTk5ZjA1MDE2YSIsInRhZyI6IiJ9&standardNumber=IS%203837:1976 | IS 3837 | TRUE | replacement not stated in source
IS 14340 | Brass for current carrying parts in electrical wiring accessories - Specification | 1996 | Current | UNKNOWN |  | Electrical cables and wiring | Medium | https://standards.bis.gov.in/website/standard-details?encryptedId=eyJpdiI6IjlSdlcyQWJNb21SdnNPemZ4VnRLeWc9PSIsInZhbHVlIjoiV2xteGhmVkd6ODNJWDBvOGdvUTUwZz09IiwibWFjIjoiM2NiMDIyOGQxMTg4YjYyZjJiYzZjZmY0NGYwMDNmNzllY2MyOWI4OGI1NTI0ODViYzVlNDY1NmMyNjhlMjI5MiIsInRhZyI6IiJ9&standardNumber=IS%2014340:1996 | IS 14340 | TRUE | replacement not stated in source
IS 692 | Paper insulated lead-sheathed cables for rated voltage up to and including 33 kV - Specification | 1994 | Current | UNKNOWN |  | Electrical cables and wiring | Medium | https://archive.org/details/gov.in.is.692.1994 | IS 692 | TRUE | replacement not stated in source
IS 1554 (Part 1) | PVC insulated (heavy duty) electric cables, Part 1: For working voltages up to and including 1 100 V | 1988 | Current | UNKNOWN |  | Electrical cables and wiring | High | https://archive.org/details/gov.in.is.1554.1.1988 | IS 1554 | TRUE | replacement not stated in source
IS 1554 (Part 2) | PVC insulated (heavy duty) electric cables, Part 2: For working voltages from 3.3 kV up to and including 11 kV | 1988 | Current | UNKNOWN |  | Electrical cables and wiring | High | https://archive.org/details/gov.in.is.1554.2.1988 | IS 1554 | TRUE | replacement not stated in source
IS 2465 | Cables for motor vehicles | 1984 | Current | UNKNOWN |  | Electrical cables and wiring | Low | https://archive.org/details/gov.in.is.2465.1984 | IS 2465 | TRUE | replacement not stated in source
IS 2593 | Flexible cables for miners' cap-lamps | 1984 | Current | UNKNOWN |  | Electrical cables and wiring | Low | https://archive.org/details/gov.in.is.2593.1984 | IS 2593 | TRUE | replacement not stated in source
IS 3961 (Part 1) | Recommended current ratings for cables, Part 1: Paper insulated lead sheathed cables | 1967 | Current | UNKNOWN |  | Electrical cables and wiring | Medium | https://archive.org/details/gov.in.is.3961.1.1967 | IS 3961 | TRUE | replacement not stated in source
IS 3961 (Part 2) | Recommended current ratings for cables, Part 2: PVC insulated and PVC sheathed heavy duty cables | 1967 | Current | UNKNOWN |  | Electrical cables and wiring | Medium | https://archive.org/details/gov.in.is.3961.2.1967 | IS 3961 | TRUE | replacement not stated in source
IS 3961 (Part 3) | Recommended current ratings for cables, Part 3: Rubber insulated cables | 1968 | Current | UNKNOWN |  | Electrical cables and wiring | Medium | https://archive.org/details/gov.in.is.3961.3.1968 | IS 3961 | TRUE | replacement not stated in source
IS 3961 (Part 5) | Recommended current ratings for cables, Part 5: PVC insulated light duty cables | 1968 | Current | UNKNOWN |  | Electrical cables and wiring | Medium | https://archive.org/details/gov.in.is.3961.5.1968 | IS 3961 | TRUE | replacement not stated in source
IS 4289 (Part 1) | Flexible cables for lifts and other flexible connections, Part 1: Elastomer insulated cables | 1984 | Current | UNKNOWN |  | Electrical cables and wiring | Medium | https://archive.org/details/gov.in.is.4289.1.1984 | IS 4289 | TRUE | replacement not stated in source
IS 4289 (Part 2) | Flexible cables for lifts and other flexible connections, Part 2: PVC insulated circular cables | 2000 | Current | UNKNOWN |  | Electrical cables and wiring | Medium | https://archive.org/details/gov.in.is.4289.2.2000 | IS 4289 | TRUE | replacement not stated in source
IS 5819 | Recommended short-circuit ratings of high voltage PVC cables | 1970 | Current | UNKNOWN |  | Electrical cables and wiring | Medium | https://archive.org/details/gov.in.is.5819.1970 | IS 5819 | TRUE | replacement not stated in source
IS 5831 | PVC insulation and sheath of electric cables | 1984 | Current | UNKNOWN |  | Electrical cables and wiring | High | https://archive.org/details/gov.in.is.5831.1984 | IS 5831 | TRUE | replacement not stated in source
IS 5950 | Shot firing cables (for use other than in shafts) | 1984 | Current | UNKNOWN |  | Electrical cables and wiring | Medium | https://archive.org/details/gov.in.is.5950.1984 | IS 5950 | TRUE | replacement not stated in source
IS 6380 | Elastomeric insulation and sheath of electric cables | 1984 | Current | UNKNOWN |  | Electrical cables and wiring | High | https://archive.org/details/gov.in.is.6380.1984 | IS 6380 | TRUE | replacement not stated in source
IS 6554 | Soldering ferrules of straight-through joints | 1983 | Current | UNKNOWN |  | Electrical cables and wiring | Medium | https://archive.org/details/gov.in.is.6554.1983 | IS 6554 | TRUE | replacement not stated in source
IS 7093 | Straight through joint boxes and lead sleeves for paper insulated lead sheathed cables up to and including 11 kV | 1973 | Current | UNKNOWN |  | Electrical cables and wiring | Medium | https://archive.org/details/gov.in.is.7093.1973 | IS 7093 | TRUE | replacement not stated in source
IS 7098 (Part 1) | Crosslinked polyethylene insulated PVC sheathed cables, Part 1: For working voltage up to and including 1 100 V | 1988 | Current | UNKNOWN |  | Electrical cables and wiring | High | https://archive.org/details/gov.in.is.7098.1.1988 | IS 7098 | TRUE | replacement not stated in source
IS 7098 (Part 2) | Crosslinked polyethylene insulated thermoplastics sheathed cables, Part 2: For working voltages from 3.3 kV up to and including 33 kV | 2011 | Current | UNKNOWN |  | Electrical cables and wiring | High | https://archive.org/details/gov.in.is.7098.2.2011 | IS 7098 | TRUE | replacement not stated in source
IS 7098 (Part 3) | Cross-linked polyethylene insulated thermoplastic sheathed cables, Part 3: For working voltages from 66 kV up to and including 220 kV | 1993 | Current | UNKNOWN |  | Electrical cables and wiring | High | https://archive.org/details/gov.in.is.7098.3.1993 | IS 7098 | TRUE | replacement not stated in source
IS 8130 | Conductors for insulated electric cables and flexible cords | 2013 | Current | UNKNOWN | IS 1753; IS 12982 | Electrical cables and wiring | High | https://archive.org/details/gov.in.is.8130.1984 | IS 8130 | TRUE | replacement not stated in source
IS 8308 | Compression type tubular in-line connectors for aluminium conductors of insulated cables | 1993 | Current | UNKNOWN |  | Electrical cables and wiring | Medium | https://archive.org/details/gov.in.is.8308.1993 | IS 8308 | TRUE | replacement not stated in source
IS 8309 | Compression type tubular terminal ends for aluminium conductors of insulated cables | 1993 | Current | UNKNOWN |  | Electrical cables and wiring | Medium | https://archive.org/details/gov.in.is.8309.1993 | IS 8309 | TRUE | replacement not stated in source
IS 8337 | Performance requirements of compression joints of aluminium conductors in insulated cables | 1976 | Current | UNKNOWN |  | Electrical cables and wiring | Medium | https://archive.org/details/gov.in.is.8337.1976 | IS 8337 | TRUE | replacement not stated in source
IS 8394 | Soldering and welding type terminal ends for conductors of insulated cables | 1977 | Current | UNKNOWN |  | Electrical cables and wiring | Medium | https://archive.org/details/gov.in.is.8394.1977 | IS 8394 | TRUE | replacement not stated in source
IS 8438 | Moulds of cast resin based straight through joints for cables for voltages up to and including 1 100 V | 1987 | Current | UNKNOWN |  | Electrical cables and wiring | Medium | https://archive.org/details/gov.in.is.8438.1987 | IS 8438 | TRUE | replacement not stated in source
IS 9553 | Moulds suitable for cast resin based terminations for cables for voltages up to and including 1 000 V | 1987 | Current | UNKNOWN |  | Electrical cables and wiring | Medium | https://archive.org/details/gov.in.is.9553.1987 | IS 9553 | TRUE | replacement not stated in source
IS 9646 | Moulds suitable for cast resin-based joints for cables for voltages up to and including 1 100 V | 1992 | Current | UNKNOWN |  | Electrical cables and wiring | Medium | https://archive.org/details/gov.in.is.9646.1992 | IS 9646 | TRUE | replacement not stated in source
IS 9857 | Welding cables | 1990 | Current | UNKNOWN |  | Electrical cables and wiring | Medium | https://archive.org/details/gov.in.is.9857.1990 | IS 9857 | TRUE | replacement not stated in source
IS 9968 (Part 1) | Elastomer insulated cables, Part 1: For working voltages up to and including 1 100 V | 1988 | Current | UNKNOWN |  | Electrical cables and wiring | High | https://archive.org/details/gov.in.is.9968.1.1988 | IS 9968 | TRUE | replacement not stated in source
IS 9968 (Part 2) | Elastomer-insulated cables, Part 2: For working voltages from 3.3 kV up to and including 33 kV | 2002 | Current | UNKNOWN |  | Electrical cables and wiring | High | https://archive.org/details/gov.in.is.9968.2.2002 | IS 9968 | TRUE | replacement not stated in source
IS 10418 | Drums for electric cables | 1982 | Current | UNKNOWN |  | Electrical cables and wiring | Medium | https://archive.org/details/gov.in.is.10418.1982 | IS 10418 | TRUE | replacement not stated in source
IS 10435 (Part 1) | Inverted type cable end boxes for outdoor terminations suitable for paper insulated cables, Part 1: Belted type, multicore cables up to and including 11 kV grade | 1983 | Current | UNKNOWN |  | Electrical cables and wiring | Medium | https://archive.org/details/gov.in.is.10435.1.1983 | IS 10435 | TRUE | replacement not stated in source
IS 10462 (Part 1) | Fictitious calculation method for determination of dimensions of protective coverings of cables, Part 1: Elastomeric and thermoplastic insulated cables | 1983 | Current | UNKNOWN |  | Electrical cables and wiring | Medium | https://archive.org/details/gov.in.is.10462.1.1983 | IS 10462 | TRUE | replacement not stated in source
IS 10462 (Part 2) | Fictitious calculation method for determination of dimensions of protective coverings of cables, Part 2: Paper insulated cables | 1991 | Current | UNKNOWN |  | Electrical cables and wiring | Medium | https://archive.org/details/gov.in.is.10462.2.1991 | IS 10462 | TRUE | replacement not stated in source
IS 10606 | Cast iron joint boxes for tee and branch trouser joints suitable for paper insulated cables for voltages up to and including 11 kV | 1983 | Current | UNKNOWN |  | Electrical cables and wiring | Medium | https://archive.org/details/gov.in.is.10606.1983 | IS 10606 | TRUE | replacement not stated in source
IS 10810 (Part 0) | Method of test for cables, Part 0: General | 1984 | Current | UNKNOWN |  | Electrical cables and wiring | Medium | https://archive.org/details/gov.in.is.10810.0.1984 | IS 10810 | TRUE | replacement not stated in source
IS 10810 (Part 1) | Methods of test for cables, Part 1: Annealing test for wires used in conductors | 1984 | Current | UNKNOWN |  | Electrical cables and wiring | Medium | https://archive.org/details/gov.in.is.10810.1.1984 | IS 10810 | TRUE | replacement not stated in source
IS 10810 (Part 2) | Methods of test for cables, Part 2: Tensile test for aluminium wires | 1984 | Current | UNKNOWN |  | Electrical cables and wiring | Medium | https://archive.org/details/gov.in.is.10810.2.1984 | IS 10810 | TRUE | replacement not stated in source
IS 10810 (Part 3) | Methods of test for cables, Part 3: Wrapping test for aluminium wires | 1984 | Current | UNKNOWN |  | Electrical cables and wiring | Medium | https://archive.org/details/gov.in.is.10810.3.1984 | IS 10810 | TRUE | replacement not stated in source
IS 10810 (Part 4) | Methods of test for cables, Part 4: Persulphate test of conductor | 1984 | Current | UNKNOWN |  | Electrical cables and wiring | Medium | https://archive.org/details/gov.in.is.10810.4.1984 | IS 10810 | TRUE | replacement not stated in source
IS 10810 (Part 5) | Methods of test for cables, Part 5: Conductor resistance test | 1984 | Current | UNKNOWN |  | Electrical cables and wiring | Medium | https://archive.org/details/gov.in.is.10810.5.1984 | IS 10810 | TRUE | replacement not stated in source
IS 10810 (Part 6) | Methods of test for cables, Part 6: Thickness of thermoplastic and elastomeric insulation and sheath | 1984 | Current | UNKNOWN |  | Electrical cables and wiring | Medium | https://archive.org/details/gov.in.is.10810.6.1984 | IS 10810 | TRUE | replacement not stated in source
IS 10810 (Part 7) | Methods of test for cables, Part 7: Tensile strength and elongation at break of thermoplastic and elastomeric insulation and sheath | 1984 | Current | UNKNOWN |  | Electrical cables and wiring | Medium | https://archive.org/details/gov.in.is.10810.7.1984 | IS 10810 | TRUE | replacement not stated in source
IS 10810 (Part 8) | Method of test for cables, Part 8: Breaking strength and elongation at break for impregnated paper insulation | 1984 | Current | UNKNOWN |  | Electrical cables and wiring | Medium | https://archive.org/details/gov.in.is.10810.8.1984 | IS 10810 | TRUE | replacement not stated in source
IS 10810 (Part 9) | Methods of test for cables, Part 9: Tear resistance for paper insulation | 1984 | Current | UNKNOWN |  | Electrical cables and wiring | Medium | https://archive.org/details/gov.in.is.10810.9.1984 | IS 10810 | TRUE | replacement not stated in source
IS 10810 (Part 10) | Methods of test for cables, Part 10: Loss of mass test | 1984 | Current | UNKNOWN |  | Electrical cables and wiring | Medium | https://archive.org/details/gov.in.is.10810.10.1984 | IS 10810 | TRUE | replacement not stated in source
IS 10810 (Part 11) | Methods of test for cables, Part 11: Thermal ageing in air | 1984 | Current | UNKNOWN |  | Electrical cables and wiring | Medium | https://archive.org/details/gov.in.is.10810.11.1984 | IS 10810 | TRUE | replacement not stated in source
IS 10810 (Part 12) | Methods of test for cables, Part 12: Shrinkage test | 1984 | Current | UNKNOWN |  | Electrical cables and wiring | Medium | https://archive.org/details/gov.in.is.10810.12.1984 | IS 10810 | TRUE | replacement not stated in source
IS 10810 (Part 13) | Methods of test for cables, Part 13: Ozone resistance test | 1984 | Current | UNKNOWN |  | Electrical cables and wiring | Medium | https://archive.org/details/gov.in.is.10810.13.1984 | IS 10810 | TRUE | replacement not stated in source
IS 10810 (Part 14) | Methods of test for cables, Part 14: Heat shock test | 1984 | Current | UNKNOWN |  | Electrical cables and wiring | Medium | https://archive.org/details/gov.in.is.10810.14.1984 | IS 10810 | TRUE | replacement not stated in source
IS 10810 (Part 15) | Methods of test for cables, Part 15: Hot deformation test | 1984 | Current | UNKNOWN |  | Electrical cables and wiring | Medium | https://archive.org/details/gov.in.is.10810.15.1984 | IS 10810 | TRUE | replacement not stated in source
IS 10810 (Part 16) | Methods of test for cables, Part 16: Accelerated ageing test by oxygen pressure method | 1986 | Current | UNKNOWN |  | Electrical cables and wiring | Medium | https://archive.org/details/gov.in.is.10810.16.1986 | IS 10810 | TRUE | replacement not stated in source
IS 10810 (Part 17) | Methods of test for cables, Part 17: Tear resistance test for heavy duty sheath | 1986 | Current | UNKNOWN |  | Electrical cables and wiring | Medium | https://archive.org/details/gov.in.is.10810.17.1986 | IS 10810 | TRUE | replacement not stated in source
IS 10810 (Part 19) | Methods of test for cables, Part 19: Bleeding and blooming test | 1984 | Current | UNKNOWN |  | Electrical cables and wiring | Medium | https://archive.org/details/gov.in.is.10810.19.1984 | IS 10810 | TRUE | replacement not stated in source
IS 10810 (Part 20) | Methods of test for cables, Part 20: Cold bend test | 1984 | Current | UNKNOWN |  | Electrical cables and wiring | Medium | https://archive.org/details/gov.in.is.10810.20.1984 | IS 10810 | TRUE | replacement not stated in source
IS 10810 (Part 21) | Methods of test for cables, Part 21: Cold impact test | 1984 | Current | UNKNOWN |  | Electrical cables and wiring | Medium | https://archive.org/details/gov.in.is.10810.21.1984 | IS 10810 | TRUE | replacement not stated in source
IS 10810 (Part 22) | Methods of test for cables, Part 22: Vicat softening point | 1984 | Current | UNKNOWN |  | Electrical cables and wiring | Medium | https://archive.org/details/gov.in.is.10810.22.1984 | IS 10810 | TRUE | replacement not stated in source
IS 10810 (Part 23) | Methods of test for cables, Part 23: Melt-flow index | 1984 | Current | UNKNOWN |  | Electrical cables and wiring | Medium | https://archive.org/details/gov.in.is.10810.23.1984 | IS 10810 | TRUE | replacement not stated in source
IS 10810 (Part 24) | Methods of test for cables, Part 24: Water soluble impurities test of insulating paper | 1984 | Current | UNKNOWN |  | Electrical cables and wiring | Medium | https://archive.org/details/gov.in.is.10810.24.1984 | IS 10810 | TRUE | replacement not stated in source
IS 10810 (Part 25) | Methods of test for cables, Part 25: Conductivity of water extract test of insulating paper | 1984 | Current | UNKNOWN |  | Electrical cables and wiring | Medium | https://archive.org/details/gov.in.is.10810.25.1984 | IS 10810 | TRUE | replacement not stated in source
IS 10810 (Part 26) | Methods of test for cables, Part 26: pH value of water extract test of insulating paper | 1984 | Current | UNKNOWN |  | Electrical cables and wiring | Medium | https://archive.org/details/gov.in.is.10810.26.1984 | IS 10810 | TRUE | replacement not stated in source
IS 10810 (Part 27) | Methods of test for cables, Part 27: Ash content test of insulating paper | 1984 | Current | UNKNOWN |  | Electrical cables and wiring | Medium | https://archive.org/details/gov.in.is.10810.27.1984 | IS 10810 | TRUE | replacement not stated in source
IS 10810 (Part 28) | Methods of test for cables, Part 28: Water absorption test (electrical) | 1984 | Current | UNKNOWN |  | Electrical cables and wiring | Medium | https://archive.org/details/gov.in.is.10810.28.1984 | IS 10810 | TRUE | replacement not stated in source
IS 10810 (Part 29) | Methods of test for cables, Part 29: Environmental stress cracking test | 1984 | Current | UNKNOWN |  | Electrical cables and wiring | Medium | https://archive.org/details/gov.in.is.10810.29.1984 | IS 10810 | TRUE | replacement not stated in source
IS 10810 (Part 30) | Methods of test for cables, Part 30: Hot set test | 1984 | Current | UNKNOWN |  | Electrical cables and wiring | Medium | https://archive.org/details/gov.in.is.10810.30.1984 | IS 10810 | TRUE | replacement not stated in source
IS 10810 (Part 31) | Methods of test for cables, Part 31: Oil resistance test | 1984 | Current | UNKNOWN |  | Electrical cables and wiring | Medium | https://archive.org/details/gov.in.is.10810.31.1984 | IS 10810 | TRUE | replacement not stated in source
IS 10810 (Part 32) | Methods of test for cables, Part 32: Carbon content test for polyethylene | 1984 | Current | UNKNOWN |  | Electrical cables and wiring | Medium | https://archive.org/details/gov.in.is.10810.32.1984 | IS 10810 | TRUE | replacement not stated in source
IS 10810 (Part 33) | Methods of test for cables, Part 33: Water absorption test (gravimetric) | 1984 | Current | UNKNOWN |  | Electrical cables and wiring | Medium | https://archive.org/details/gov.in.is.10810.33.1984 | IS 10810 | TRUE | replacement not stated in source
IS 10810 (Part 34) | Methods of test for cables, Part 34: Measurement of thickness of metallic sheath | 1984 | Current | UNKNOWN |  | Electrical cables and wiring | Medium | https://archive.org/details/gov.in.is.10810.34.1984 | IS 10810 | TRUE | replacement not stated in source
IS 10810 (Part 35) | Methods of test for cables, Part 35: Determination of tin in lead alloy for sheathing | 1984 | Current | UNKNOWN |  | Electrical cables and wiring | Medium | https://archive.org/details/gov.in.is.10810.35.1984 | IS 10810 | TRUE | replacement not stated in source
IS 10810 (Part 36) | Methods of test for cables, Part 36: Dimensions of armouring material | 1984 | Current | UNKNOWN |  | Electrical cables and wiring | Medium | https://archive.org/details/gov.in.is.10810.36.1984 | IS 10810 | TRUE | replacement not stated in source
IS 10810 (Part 37) | Methods of test for cables, Part 37: Tensile strength and elongation at break of armouring materials | 1984 | Current | UNKNOWN |  | Electrical cables and wiring | Medium | https://archive.org/details/gov.in.is.10810.37.1984 | IS 10810 | TRUE | replacement not stated in source
IS 10810 (Part 38) | Methods of test for cables, Part 38: Torsion test on galvanized steel wires for armouring | 1984 | Current | UNKNOWN |  | Electrical cables and wiring | Medium | https://archive.org/details/gov.in.is.10810.38.1984 | IS 10810 | TRUE | replacement not stated in source
IS 10810 (Part 39) | Methods of test for cables, Part 39: Winding test on galvanized steel strips for armouring | 1984 | Current | UNKNOWN |  | Electrical cables and wiring | Medium | https://archive.org/details/gov.in.is.10810.39.1984 | IS 10810 | TRUE | replacement not stated in source
IS 10810 (Part 40) | Methods of test for cables, Part 40: Uniformity of zinc coating on steel armour | 1984 | Current | UNKNOWN |  | Electrical cables and wiring | Medium | https://archive.org/details/gov.in.is.10810.40.1984 | IS 10810 | TRUE | replacement not stated in source
IS 10810 (Part 41) | Methods of test for cables, Part 41: Mass of zinc coating on steel armour | 1984 | Current | UNKNOWN |  | Electrical cables and wiring | Medium | https://archive.org/details/gov.in.is.10810.41.1984 | IS 10810 | TRUE | replacement not stated in source
IS 10810 (Part 42) | Methods of test for cables, Part 42: Resistivity test of armour wires and strips and conductance test of armour (wires/strips) | 1984 | Current | UNKNOWN |  | Electrical cables and wiring | Medium | https://archive.org/details/gov.in.is.10810.42.1984 | IS 10810 | TRUE | replacement not stated in source
IS 10810 (Part 43) | Methods of test for cables, Part 43: Insulation resistance | 1984 | Current | UNKNOWN |  | Electrical cables and wiring | Medium | https://archive.org/details/gov.in.is.10810.43.1984 | IS 10810 | TRUE | replacement not stated in source
IS 10810 (Part 44) | Methods of test for cables, Part 44: Spark test | 1984 | Current | UNKNOWN |  | Electrical cables and wiring | Medium | https://archive.org/details/gov.in.is.10810.44.1984 | IS 10810 | TRUE | replacement not stated in source
IS 10810 (Part 45) | Methods of test for cables, Part 45: High voltage test | 1984 | Current | UNKNOWN |  | Electrical cables and wiring | Medium | https://archive.org/details/gov.in.is.10810.45.1984 | IS 10810 | TRUE | replacement not stated in source
IS 10810 (Part 46) | Methods of test for cables, Part 46: Partial discharge test | 1984 | Current | UNKNOWN |  | Electrical cables and wiring | Medium | https://archive.org/details/gov.in.is.10810.46.1984 | IS 10810 | TRUE | replacement not stated in source
IS 10810 (Part 47) | Methods of test for cables, Part 47: Impulse test | 1984 | Current | UNKNOWN |  | Electrical cables and wiring | Medium | https://archive.org/details/gov.in.is.10810.47.1984 | IS 10810 | TRUE | replacement not stated in source
IS 10810 (Part 48) | Methods of test for cables, Part 48: Dielectric power factor test | 1984 | Current | UNKNOWN |  | Electrical cables and wiring | Medium | https://archive.org/details/gov.in.is.10810.48.1984 | IS 10810 | TRUE | replacement not stated in source
IS 10810 (Part 49) | Methods of test for cables, Part 49: Heating cycle test | 1984 | Current | UNKNOWN |  | Electrical cables and wiring | Medium | https://archive.org/details/gov.in.is.10810.49.1984 | IS 10810 | TRUE | replacement not stated in source
IS 10810 (Part 50) | Methods of test for cables, Part 50: Bending test | 1984 | Current | UNKNOWN |  | Electrical cables and wiring | Medium | https://archive.org/details/gov.in.is.10810.50.1984 | IS 10810 | TRUE | replacement not stated in source
IS 10810 (Part 51) | Methods of test for cables, Part 51: Dripping test | 1984 | Current | UNKNOWN |  | Electrical cables and wiring | Medium | https://archive.org/details/gov.in.is.10810.51.1984 | IS 10810 | TRUE | replacement not stated in source
IS 10810 (Part 52) | Methods of test for cables, Part 52: Drainage test | 1984 | Current | UNKNOWN |  | Electrical cables and wiring | Medium | https://archive.org/details/gov.in.is.10810.52.1984 | IS 10810 | TRUE | replacement not stated in source
IS 10810 (Part 53) | Methods of test for cables, Part 53: Flammability test | 1984 | Current | UNKNOWN |  | Electrical cables and wiring | Medium | https://archive.org/details/gov.in.is.10810.53.1984 | IS 10810 | TRUE | replacement not stated in source
IS 10810 (Part 54) | Methods of test for cables, Part 54: Static flexibility test | 1984 | Current | UNKNOWN |  | Electrical cables and wiring | Medium | https://archive.org/details/gov.in.is.10810.54.1984 | IS 10810 | TRUE | replacement not stated in source
IS 10810 (Part 55) | Methods of test for cables, Part 55: Abrasion test | 1986 | Current | UNKNOWN |  | Electrical cables and wiring | Medium | https://archive.org/details/gov.in.is.10810.55.1986 | IS 10810 | TRUE | replacement not stated in source
IS 10810 (Part 56) | Methods of test for cables, Part 56: Accelerated ageing by the air-pressure method | 1987 | Current | UNKNOWN |  | Electrical cables and wiring | Medium | https://archive.org/details/gov.in.is.10810.56.1987 | IS 10810 | TRUE | replacement not stated in source
IS 10810 (Part 57) | Methods of test for cables, Part 57: Flexing test | 1987 | Current | UNKNOWN |  | Electrical cables and wiring | Medium | https://archive.org/details/gov.in.is.10810.57.1987 | IS 10810 | TRUE | replacement not stated in source
IS 10810 (Part 58) | Methods of test for cables, Part 58: Oxygen index test | 1998 | Current | UNKNOWN |  | Electrical cables and wiring | Medium | https://archive.org/details/gov.in.is.10810.58.1998 | IS 10810 | TRUE | replacement not stated in source
IS 10810 (Part 59) | Methods of test for cables, Part 59: Determination of the amount of halogen acid gas evolved during combustion of polymeric materials taken from cables | 1988 | Current | UNKNOWN |  | Electrical cables and wiring | Medium | https://archive.org/details/gov.in.is.10810.59.1988 | IS 10810 | TRUE | replacement not stated in source
IS 10810 (Part 60) | Methods of test for cables, Part 60: Thermal stability of PVC insulation and sheath | 1988 | Current | UNKNOWN |  | Electrical cables and wiring | Medium | https://archive.org/details/gov.in.is.10810.60.1988 | IS 10810 | TRUE | replacement not stated in source
IS 10810 (Part 61) | Methods of test for cables, Part 61: Flame retardant test | 1988 | Current | UNKNOWN |  | Electrical cables and wiring | Medium | https://archive.org/details/gov.in.is.10810.61.1988 | IS 10810 | TRUE | replacement not stated in source
IS 10810 (Part 62) | Methods of test for cables, Part 62: Fire resistance test for bunched cables | 1993 | Current | UNKNOWN |  | Electrical cables and wiring | Medium | https://archive.org/details/gov.in.is.10810.62.1993 | IS 10810 | TRUE | replacement not stated in source
IS 10810 (Part 63) | Methods of test for cables, Part 63: Smoke density of electric cables under fire conditions | 1993 | Current | UNKNOWN |  | Electrical cables and wiring | Medium | https://archive.org/details/gov.in.is.10810.63.1993 | IS 10810 | TRUE | replacement not stated in source
IS 10810 (Part 64) | Methods of test for cables, Part 64: Measurement of temperature index | 2003 | Current | UNKNOWN |  | Electrical cables and wiring | Medium | https://archive.org/details/gov.in.is.10810.64.2003 | IS 10810 | TRUE | replacement not stated in source
IS 10877 | Dimensions for moulds for cast resin based indoor terminations for cables for working voltages from 3.3 kV up to and including 11 kV | 1984 | Current | UNKNOWN |  | Electrical cables and wiring | Medium | https://archive.org/details/gov.in.is.10877.1984 | IS 10877 | TRUE | replacement not stated in source
IS 11979 | Moulds for cast resin based straight through joints for cables for working voltages from 3.3 kV up to and including 11 kV | 1987 | Current | UNKNOWN |  | Electrical cables and wiring | Medium | https://archive.org/details/gov.in.is.11979.1987 | IS 11979 | TRUE | replacement not stated in source
IS 12943 | Brass glands for PVC cables | 1990 | Current | UNKNOWN |  | Electrical cables and wiring | Medium | https://archive.org/details/gov.in.is.12943.1990 | IS 12943 | TRUE | replacement not stated in source
IS 13573 (Part 1) | Cable accessories for extruded power cables, Part 1: For working voltages from 1.1 kV up to and including 3.3 kV (E) - Test methods and test requirements | 2011 | Current | UNKNOWN |  | Electrical cables and wiring | High | https://archive.org/details/gov.in.is.13573.1.2011 | IS 13573 | TRUE | replacement not stated in source
IS 13573 (Part 2) | Cable accessories for extruded power cables, Part 2: For working voltages from 3.3 kV (UE) up to and including 33 kV (E) - Test requirements | 2011 | Current | UNKNOWN |  | Electrical cables and wiring | High | https://archive.org/details/gov.in.is.13573.2.2011 | IS 13573 | TRUE | replacement not stated in source
IS 13573 (Part 3) | Cable accessories for extruded power cables, Part 3: For working voltages from 3.3 kV (UE) up to and including 33 kV (E) - Test methods | 2011 | Current | UNKNOWN |  | Electrical cables and wiring | High | https://archive.org/details/gov.in.is.13573.3.2011 | IS 13573 | TRUE | replacement not stated in source
IS 13705 | Transition joints of cables for working voltages from 11 kV up to and including 33 kV - Performance requirements and type tests | 1993 | Current | UNKNOWN |  | Electrical cables and wiring | Medium | https://archive.org/details/gov.in.is.13705.1993 | IS 13705 | TRUE | replacement not stated in source
IS 14255 | Aerial bunched cables for working voltages up to and including 1 100 V - Specification | 1995 | Current | UNKNOWN |  | Electrical cables and wiring | High | https://archive.org/details/gov.in.is.14255.1995 | IS 14255 | TRUE | replacement not stated in source
IS 14494 | Elastomer insulated flexible cables for use in mines (combined revision of IS 691 and IS 1026) | 1998 | Current | UNKNOWN | IS 691; IS 1026 | Electrical cables and wiring | Medium | https://archive.org/details/gov.in.is.14494.1998 | IS 14494 | TRUE | replacement not stated in source
IS 1944 (Parts 1 and 2) | Code of practice for lighting of public thoroughfares, Parts 1 and 2: For main and secondary roads (Groups A and B) | 1970 | Current | UNKNOWN |  | LED lighting | Medium | https://archive.org/details/gov.in.is.1944.1-2.1970 | IS 1944 | TRUE | replacement not stated in source
IS 1944 (Part 5) | Code of practice for lighting of public thoroughfares, Part 5: Lighting for grade separated junctions, bridges and elevated roads (Group D) | 1981 | Current | UNKNOWN |  | LED lighting | Medium | https://archive.org/details/gov.in.is.1944.5.1981 | IS 1944 | TRUE | replacement not stated in source
IS 1944 (Part 6) | Code of practice for lighting of public thoroughfares, Part 6: Lighting for towns and city centres and areas of civic importance (Group E) | 1981 | Current | UNKNOWN |  | LED lighting | Medium | https://archive.org/details/gov.in.is.1944.6.1981 | IS 1944 | TRUE | replacement not stated in source
IS 1944 (Part 7) | Code of practice for lighting of public thoroughfares, Part 7: Lighting for roads with special requirements (Group F) | 1981 | Current | UNKNOWN |  | LED lighting | Medium | https://archive.org/details/gov.in.is.1944.7.1981 | IS 1944 | TRUE | replacement not stated in source
IS 2206 (Part 1) | Flameproof electric lighting fittings, Part 1: Well-glass and bulkhead types | 1984 | Current | UNKNOWN |  | LED lighting | Medium | https://archive.org/details/gov.in.is.2206.1.1984 | IS 2206 | TRUE | replacement not stated in source
IS 2206 (Part 3) | Flameproof electric lighting fittings, Part 3: Fittings using fluorescent lamps and plastic covers | 1989 | Current | UNKNOWN |  | LED lighting | Medium | https://archive.org/details/gov.in.is.2206.3.1989 | IS 2206 | TRUE | replacement not stated in source
IS 2672 | Code of practice for library lighting | 1966 | Current | UNKNOWN |  | LED lighting | Medium | https://archive.org/details/gov.in.is.2672.1966 | IS 2672 | TRUE | replacement not stated in source
IS 3528 | Waterproof electric lighting fittings | 1966 | Current | UNKNOWN |  | LED lighting | Medium | https://archive.org/details/gov.in.is.3528.1966 | IS 3528 | TRUE | replacement not stated in source
IS 3553 | Watertight electric lighting fittings | 1966 | Current | UNKNOWN |  | LED lighting | Medium | https://archive.org/details/gov.in.is.3553.1966 | IS 3553 | TRUE | replacement not stated in source
IS 3646 (Part 1) | Code of practice for interior illumination, Part 1: General requirements and recommendations for working interiors | 1992 | Current | UNKNOWN |  | LED lighting | Medium | https://archive.org/details/gov.in.is.3646.1.1992 | IS 3646 | TRUE | replacement not stated in source
IS 3646 (Part 2) | Code of practice for interior illumination, Part 2: Schedule of illumination and glare index | 1966 | Current | UNKNOWN |  | LED lighting | Medium | https://archive.org/details/gov.in.is.3646.2.1966 | IS 3646 | TRUE | replacement not stated in source
IS 3646 (Part 3) | Code of practice for interior illumination, Part 3: Calculation of coefficients of utilization by the BZ method | 1968 | Current | UNKNOWN |  | LED lighting | Medium | https://archive.org/details/gov.in.is.3646.3.1968 | IS 3646 | TRUE | replacement not stated in source
IS 4347 | Code of practice for hospital lighting | 1967 | Current | UNKNOWN |  | LED lighting | Medium | https://archive.org/details/gov.in.is.4347.1967 | IS 4347 | TRUE | replacement not stated in source
IS 5077 | Decorative lighting outfits | 1969 | Current | UNKNOWN |  | LED lighting | Medium | https://archive.org/details/gov.in.is.5077.1969 | IS 5077 | TRUE | replacement not stated in source
IS 6665 | Code of practice for industrial lighting | 1972 | Current | UNKNOWN |  | LED lighting | Medium | https://archive.org/details/gov.in.is.6665.1972 | IS 6665 | TRUE | replacement not stated in source
IS 7537 | Road traffic signals | 1974 | Current | UNKNOWN |  | LED lighting | Medium | https://archive.org/details/gov.in.is.7537.1974 | IS 7537 | TRUE | replacement not stated in source
IS 7569 | Cast acrylic sheets for use in luminaires | 1987 | Current | UNKNOWN |  | LED lighting | Medium | https://archive.org/details/gov.in.is.7569.1987 | IS 7569 | TRUE | replacement not stated in source
IS 7678 | Method of photometric testing of incandescent type luminaires for general lighting service | 1975 | Current | UNKNOWN |  | LED lighting | Medium | https://archive.org/details/gov.in.is.7678.1975 | IS 7678 | TRUE | replacement not stated in source
IS 7785 (Part 1) | Elevated type aerodrome lighting fittings, Part 1: General requirements | 1975 | Current | UNKNOWN |  | LED lighting | Low | https://archive.org/details/gov.in.is.7785.1.1975 | IS 7785 | TRUE | replacement not stated in source
IS 7785 (Part 2) | Elevated type aerodrome lighting fittings, Part 2: Fixed focus high intensity bi-directional runway edge lighting fittings | 1976 | Current | UNKNOWN |  | LED lighting | Low | https://archive.org/details/gov.in.is.7785.2.1976 | IS 7785 | TRUE | replacement not stated in source
IS 7785 (Part 3) | Elevated type aerodrome lighting fittings, Part 3: Low intensity runway edge lighting fittings | 1976 | Current | UNKNOWN |  | LED lighting | Low | https://archive.org/details/gov.in.is.7785.3.1976 | IS 7785 | TRUE | replacement not stated in source
IS 7785 (Part 4/Sec 1) | Elevated type aerodrome lighting fittings, Part 4: Angle of approach lights, Section 1: Visual approach slope indicators | 1981 | Current | UNKNOWN |  | LED lighting | Low | https://archive.org/details/gov.in.is.7785.4.1.1981 | IS 7785 | TRUE | replacement not stated in source
IS 7785 (Part 5/Sec 1) | Elevated type aerodrome lighting fittings, Part 5: Approach lighting fittings, Section 1: High intensity elevated approach lighting fittings | 1981 | Current | UNKNOWN |  | LED lighting | Low | https://archive.org/details/gov.in.is.7785.5.1.1981 | IS 7785 | TRUE | replacement not stated in source
IS 7785 (Part 6/Sec 1) | Elevated type aerodrome lighting fittings, Part 6: Taxiway lights, Section 1: Low intensity omni-directional elevated taxiway lighting fittings | 1981 | Current | UNKNOWN |  | LED lighting | Low | https://archive.org/details/gov.in.is.7785.6.1.1981 | IS 7785 | TRUE | replacement not stated in source
IS 8030 | Luminaires for hospitals | 1976 | Current | UNKNOWN |  | LED lighting | Medium | https://archive.org/details/gov.in.is.8030.1976 | IS 8030 | TRUE | replacement not stated in source
IS 9583 | Emergency lighting units | 1981 | Current | UNKNOWN |  | LED lighting | Medium | https://archive.org/details/gov.in.is.9583.1981 | IS 9583 | TRUE | replacement not stated in source
IS 10322 (Part 1) | Luminaires, Part 1: General requirements | 1982 | Current | UNKNOWN |  | LED lighting | High | https://archive.org/details/gov.in.is.10322.1.1982 | IS 10322 | TRUE | replacement not stated in source
IS 10322 (Part 2) | Luminaires, Part 2: Constructional requirements | 1982 | Current | UNKNOWN |  | LED lighting | High | https://archive.org/details/gov.in.is.10322.2.1982 | IS 10322 | TRUE | replacement not stated in source
IS 10322 (Part 3) | Luminaires, Part 3: Screw and screwless terminals | 1984 | Current | UNKNOWN | IS 6585 | LED lighting | High | https://archive.org/details/gov.in.is.10322.3.1984 | IS 10322 | TRUE | replacement not stated in source
IS 10322 (Part 4) | Luminaires, Part 4: Methods of tests | 1984 | Current | UNKNOWN |  | LED lighting | Medium | https://archive.org/details/gov.in.is.10322.4.1984 | IS 10322 | TRUE | replacement not stated in source
IS 10322 (Part 5/Sec 1) | Luminaires, Part 5: Particular requirements, Section 1: General purpose luminaires | 2012 | Current | UNKNOWN |  | LED lighting | High | https://archive.org/details/gov.in.is.10322.5.1.2012 | IS 10322 | TRUE | replacement not stated in source
IS 10322 (Part 5/Sec 2) | Luminaires, Part 5: Particular requirements, Section 2: Recessed luminaires | 2012 | Current | UNKNOWN |  | LED lighting | High | https://archive.org/details/gov.in.is.10322.5.2.2012 | IS 10322 | TRUE | replacement not stated in source
IS 10322 (Part 5/Sec 3) | Luminaires, Part 5: Particular requirements, Section 3: Luminaires for road and street lighting | 2012 | Current | UNKNOWN |  | LED lighting | High | https://archive.org/details/gov.in.is.10322.5.3.2012 | IS 10322 | TRUE | replacement not stated in source
IS 10322 (Part 5/Sec 4) | Luminaires, Part 5: Particular requirements, Section 4: Portable general purpose luminaires | 1987 | Current | UNKNOWN |  | LED lighting | High | https://archive.org/details/gov.in.is.10322.5.4.1987 | IS 10322 | TRUE | replacement not stated in source
IS 10322 (Part 5/Sec 5) | Luminaires, Part 5: Particular requirements, Section 5: Flood lights | 1987 | Current | UNKNOWN | IS 1947 | LED lighting | High | https://archive.org/details/gov.in.is.10322.5.5.1987 | IS 10322 | TRUE | replacement not stated in source
IS 10894 | Code of practice for lighting of educational institutions | 1984 | Current | UNKNOWN |  | LED lighting | Medium | https://archive.org/details/gov.in.is.10894.1984 | IS 10894 | TRUE | replacement not stated in source
IS 10947 | Code of practice for lighting for ports and harbours | 1984 | Current | UNKNOWN |  | LED lighting | Medium | https://archive.org/details/gov.in.is.10947.1984 | IS 10947 | TRUE | replacement not stated in source
IS 11071 (Part 1) | Inset type aerodrome lighting fittings, Part 1: General requirements and tests | 1984 | Current | UNKNOWN |  | LED lighting | Low | https://archive.org/details/gov.in.is.11071.1.1984 | IS 11071 | TRUE | replacement not stated in source
IS 11071 (Part 2) | Inset type aerodrome lighting fittings, Part 2: Runway centre line lighting fittings | 1984 | Current | UNKNOWN |  | LED lighting | Low | https://archive.org/details/gov.in.is.11071.2.1984 | IS 11071 | TRUE | replacement not stated in source
IS 11071 (Part 3) | Inset type aerodrome lighting fittings, Part 3: Approach lighting fittings | 1984 | Current | UNKNOWN |  | LED lighting | Low | https://archive.org/details/gov.in.is.11071.3.1984 | IS 11071 | TRUE | replacement not stated in source
IS 11071 (Part 4) | Inset type aerodrome lighting fittings, Part 4: Touchdown zone lighting fittings | 1984 | Current | UNKNOWN |  | LED lighting | Low | https://archive.org/details/gov.in.is.11071.4.1984 | IS 11071 | TRUE | replacement not stated in source
IS 11116 | Code of practice for lighting for airport aprons | 1984 | Current | UNKNOWN |  | LED lighting | Medium | https://archive.org/details/gov.in.is.11116.1984 | IS 11116 | TRUE | replacement not stated in source
IS 11472 (Part 1) | Artificial daylight for the assessment of colours, Part 1: Illuminant for colour matching and colour appraisal | 1985 | Current | UNKNOWN |  | LED lighting | Medium | https://archive.org/details/gov.in.is.11472.1.1985 | IS 11472 | TRUE | replacement not stated in source
IS 11472 (Part 2) | Artificial daylight for the assessment of colour, Part 2: Viewing conditions for graphic arts industry | 1985 | Current | UNKNOWN |  | LED lighting | Medium | https://archive.org/details/gov.in.is.11472.2.1985 | IS 11472 | TRUE | replacement not stated in source
IS 12290 | Isolating transformers for airport lighting | 1987 | Current | UNKNOWN |  | LED lighting | Medium | https://archive.org/details/gov.in.is.12290.1987 | IS 12290 | TRUE | replacement not stated in source
IS 12291 | Constant current regulators for airport lighting systems | 1987 | Current | UNKNOWN |  | LED lighting | Medium | https://archive.org/details/gov.in.is.12291.1987 | IS 12291 | TRUE | replacement not stated in source
IS 12309 (Part 1) | Code of practice for installation and maintenance of aerodrome lighting fittings, Part 1: Installation | 1988 | Current | UNKNOWN |  | LED lighting | Low | https://archive.org/details/gov.in.is.12309.1.1988 | IS 12309 | TRUE | replacement not stated in source
IS 12309 (Part 2) | Code of practice for installation and maintenance of aerodrome lighting fittings, Part 2: Maintenance | 1988 | Current | UNKNOWN |  | LED lighting | Low | https://archive.org/details/gov.in.is.12309.2.1988 | IS 12309 | TRUE | replacement not stated in source
IS 13383 (Part 1) | Methods of photometry of luminaires, Part 1: For use in interior lighting | 1992 | Current | UNKNOWN |  | LED lighting | Medium | https://archive.org/details/gov.in.is.13383.1.1992 | IS 13383 | TRUE | replacement not stated in source
IS 13383 (Part 2) | Methods of photometry of luminaires, Part 2: For road and street lighting | 1992 | Current | UNKNOWN |  | LED lighting | Medium | https://archive.org/details/gov.in.is.13383.2.1992 | IS 13383 | TRUE | replacement not stated in source
IS 13383 (Part 3) | Photometry of luminaires - Methods of measurement, Part 3: For floodlighting | 1992 | Current | UNKNOWN |  | LED lighting | Medium | https://archive.org/details/gov.in.is.13383.3.1992 | IS 13383 | TRUE | replacement not stated in source
IS 16107 (Part 1) | Luminaires performance, Part 1: General requirements | 2012 | Current | UNKNOWN |  | LED lighting | High | https://archive.org/details/gov.in.is.16107.1.2012 | IS 16107 | TRUE | replacement not stated in source
IS 16107 (Part 2/Sec 1) | Luminaires performance, Part 2: Particular requirements, Section 1: LED luminaire | 2012 | Current | UNKNOWN |  | LED lighting | High | https://archive.org/details/gov.in.is.16107.2.1.2012 | IS 16107 | TRUE | replacement not stated in source
SP 72 | National Lighting Code | 2010 | Current | UNKNOWN |  | LED lighting | High | https://archive.org/details/gov.in.is.sp.72.2010 | SP 72 | FALSE | replacement not stated in source
IS 418 | Tungsten filament lamps for domestic and similar general lighting purposes | 2004 | Current | UNKNOWN |  | LED lighting | Medium | https://archive.org/details/gov.in.is.418.2004 | IS 418 | TRUE | replacement not stated in source
IS 897 | Tungsten filament electric lamps for railway rolling stock | 1982 | Current | UNKNOWN |  | LED lighting | Low | https://archive.org/details/gov.in.is.897.1982 | IS 897 | TRUE | replacement not stated in source
IS 1258 | Bayonet lamp holders | 2005 | Current | UNKNOWN |  | LED lighting | Medium | https://archive.org/details/gov.in.is.1258.2005 | IS 1258 | TRUE | replacement not stated in source
IS 1534 (Part 1) | Ballasts for fluorescent lamps, Part 1: For switch start circuits | 1977 | Current | UNKNOWN |  | LED lighting | Medium | https://archive.org/details/gov.in.is.1534.1.1977 | IS 1534 | TRUE | replacement not stated in source
IS 1569 | Capacitors for use in tubular fluorescent, high pressure mercury and low pressure sodium vapour discharge lamp circuits | 1976 | Current | UNKNOWN |  | LED lighting | Medium | https://archive.org/details/gov.in.is.1569.1976 | IS 1569 | TRUE | replacement not stated in source
IS 1901 | Visual indicator lamps | 1978 | Current | UNKNOWN |  | LED lighting | Medium | https://archive.org/details/gov.in.is.1901.1978 | IS 1901 | TRUE | replacement not stated in source
IS 2215 | Starters for fluorescent lamps | 2006 | Current | UNKNOWN |  | LED lighting | Medium | https://archive.org/details/gov.in.is.2215.2006 | IS 2215 | TRUE | replacement not stated in source
IS 2261 | Lamps for flashlights | 1975 | Current | UNKNOWN |  | LED lighting | Low | https://archive.org/details/gov.in.is.2261.1975 | IS 2261 | TRUE | replacement not stated in source
IS 2262 | Transformers for high voltage luminous discharge tubes | 1963 | Current | UNKNOWN |  | LED lighting | Medium | https://archive.org/details/gov.in.is.2262.1963 | IS 2262 | TRUE | replacement not stated in source
IS 2407 | Photometric integrators | 1963 | Current | UNKNOWN |  | LED lighting | Medium | https://archive.org/details/gov.in.is.2407.1963 | IS 2407 | TRUE | replacement not stated in source
IS 2418 (Part 1) | Tubular fluorescent lamps for general lighting service, Part 1: Requirements and tests | 1977 | Current | UNKNOWN |  | LED lighting | Medium | https://archive.org/details/gov.in.is.2418.1.1977 | IS 2418 | TRUE | replacement not stated in source
IS 2418 (Part 2) | Tubular fluorescent lamps for general lighting service, Part 2: Standard lamp data sheets | 1977 | Current | UNKNOWN |  | LED lighting | Medium | https://archive.org/details/gov.in.is.2418.2.1977 | IS 2418 | TRUE | replacement not stated in source
IS 2418 (Part 3) | Tubular fluorescent lamps for general lighting service, Part 3: Dimensions of G-5 and G-13 bi-pin caps | 1977 | Current | UNKNOWN |  | LED lighting | Medium | https://archive.org/details/gov.in.is.2418.3.1977 | IS 2418 | TRUE | replacement not stated in source
IS 2418 (Part 4) | Tubular fluorescent lamps for general lighting service, Part 4: Go and no-go gauges for G-5 and G-13 bi-pin caps | 1977 | Current | UNKNOWN |  | LED lighting | Medium | https://archive.org/details/gov.in.is.2418.4.1977 | IS 2418 | TRUE | replacement not stated in source
IS 2592 | Lamps for lighting on board ships | 1980 | Current | UNKNOWN |  | LED lighting | Low | https://archive.org/details/gov.in.is.2592.1980 | IS 2592 | TRUE | replacement not stated in source
IS 2596 | Bulbs (lamps) for miners' cap-lamps | 2004 | Current | UNKNOWN |  | LED lighting | Low | https://archive.org/details/gov.in.is.2596.2004 | IS 2596 | TRUE | replacement not stated in source
IS 6616 | Ballasts for high pressure mercury vapour lamps | 1982 | Current | UNKNOWN |  | LED lighting | Medium | https://archive.org/details/gov.in.is.6616.1982 | IS 6616 | TRUE | replacement not stated in source
IS 6701 | Tungsten filament miscellaneous electric lamps | 1985 | Current | UNKNOWN |  | LED lighting | Medium | https://archive.org/details/gov.in.is.6701.1985 | IS 6701 | TRUE | replacement not stated in source
IS 7013 | Radio dial lamps | 1981 | Current | UNKNOWN |  | LED lighting | Low | https://archive.org/details/gov.in.is.7013.1981 | IS 7013 | TRUE | replacement not stated in source
IS 7027 | Transistorized ballasts for fluorescent lamps | 1984 | Current | UNKNOWN |  | LED lighting | Medium | https://archive.org/details/gov.in.is.7027.1984 | IS 7027 | TRUE | replacement not stated in source
IS 8685 | Aircraft lamps | 1977 | Current | UNKNOWN |  | LED lighting | Low | https://archive.org/details/gov.in.is.8685.1977 | IS 8685 | TRUE | replacement not stated in source
IS 8901 | Lamps for aerodrome lighting fittings | 1978 | Current | UNKNOWN |  | LED lighting | Low | https://archive.org/details/gov.in.is.8901.1978 | IS 8901 | TRUE | replacement not stated in source
IS 8913 | Methods of measurement of lamp cap temperature rise | 1978 | Current | UNKNOWN |  | LED lighting | Medium | https://archive.org/details/gov.in.is.8913.1978 | IS 8913 | TRUE | replacement not stated in source
IS 9206 | Dimensions of caps for tungsten filament general service electric lamps | 1979 | Current | UNKNOWN |  | LED lighting | Medium | https://archive.org/details/gov.in.is.9206.1979 | IS 9206 | TRUE | replacement not stated in source
IS 9589 | Electric lamps for railway signalling | 1980 | Current | UNKNOWN |  | LED lighting | Low | https://archive.org/details/gov.in.is.9589.1980 | IS 9589 | TRUE | replacement not stated in source
IS 9900 (Part 1) | High pressure mercury vapour lamps, Part 1: Requirements and tests | 1981 | Current | UNKNOWN | IS 2183; IS 7023 | LED lighting | Medium | https://archive.org/details/gov.in.is.9900.1.1981 | IS 9900 | TRUE | replacement not stated in source
IS 9900 (Part 2) | High pressure mercury vapour lamps, Part 2: Standard lamp data sheets | 1981 | Current | UNKNOWN | IS 2183; IS 7023 | LED lighting | Medium | https://archive.org/details/gov.in.is.9900.2.1981 | IS 9900 | TRUE | replacement not stated in source
IS 9900 (Part 3) | High pressure mercury vapour lamps, Part 3: Dimensions of lamp caps | 1981 | Current | UNKNOWN | IS 2183; IS 7023 | LED lighting | Medium | https://archive.org/details/gov.in.is.9900.3.1981 | IS 9900 | TRUE | replacement not stated in source
IS 9900 (Part 4) | High pressure mercury vapour lamps, Part 4: Go and no-go gauges of lamp caps | 1981 | Current | UNKNOWN | IS 2183; IS 7023 | LED lighting | Medium | https://archive.org/details/gov.in.is.9900.4.1981 | IS 9900 | TRUE | replacement not stated in source
IS 9974 (Part 1) | High pressure sodium vapour lamps, Part 1: General requirements and tests | 1981 | Current | UNKNOWN |  | LED lighting | Medium | https://archive.org/details/gov.in.is.9974.1.1981 | IS 9974 | TRUE | replacement not stated in source
IS 9974 (Part 2) | High pressure sodium vapour lamps, Part 2: Standard lamp data sheets | 1981 | Current | UNKNOWN |  | LED lighting | Medium | https://archive.org/details/gov.in.is.9974.2.1981 | IS 9974 | TRUE | replacement not stated in source
IS 10276 (Part 1) | Edison screw lampholders, Part 1: Requirements and tests | 1982 | Current | UNKNOWN |  | LED lighting | Medium | https://archive.org/details/gov.in.is.10276.1.1982 | IS 10276 | TRUE | replacement not stated in source
IS 10276 (Part 2) | Edison screw lampholders, Part 2: Standard data sheets for lampholders and gauges | 1982 | Current | UNKNOWN |  | LED lighting | Medium | https://archive.org/details/gov.in.is.10276.2.1982 | IS 10276 | TRUE | replacement not stated in source
IS 11980 | Lamp (bulb) cycle dynamo | 1987 | Current | UNKNOWN |  | LED lighting | Low | https://archive.org/details/gov.in.is.11980.1987 | IS 11980 | TRUE | replacement not stated in source
IS 12449 (Part 1) | Starting devices (other than glow starters), Part 1: General and safety requirements | 1988 | Current | UNKNOWN |  | LED lighting | Medium | https://archive.org/details/gov.in.is.12449.1.1988 | IS 12449 | TRUE | replacement not stated in source
IS 12449 (Part 2) | Starting devices (other than glow starters), Part 2: Performance requirements | 1988 | Current | UNKNOWN |  | LED lighting | Medium | https://archive.org/details/gov.in.is.12449.2.1988 | IS 12449 | TRUE | replacement not stated in source
IS 12897 | Filaments for general service lamps - Guide | 2001 | Current | UNKNOWN |  | LED lighting | Medium | https://archive.org/details/gov.in.is.12897.2001 | IS 12897 | TRUE | replacement not stated in source
IS 12948 | Tungsten halogen lamps (non-vehicle) | 1990 | Current | UNKNOWN |  | LED lighting | Medium | https://archive.org/details/gov.in.is.12948.1990 | IS 12948 | TRUE | replacement not stated in source
IS 13021 (Part 1) | AC supplied electronic ballasts for tubular fluorescent lamps, Part 1: General and safety requirements | 1991 | Current | UNKNOWN |  | LED lighting | Medium | https://archive.org/details/gov.in.is.13021.1.1991 | IS 13021 | TRUE | replacement not stated in source
IS 13021 (Part 2) | AC supplied electronic ballasts for tubular fluorescent lamps, Part 2: Performance requirements | 1991 | Current | UNKNOWN |  | LED lighting | Medium | https://archive.org/details/gov.in.is.13021.2.1991 | IS 13021 | TRUE | replacement not stated in source
IS 14897 | Glass bulb designation system for lamps - Guide | 2000 | Current | UNKNOWN |  | LED lighting | Medium | https://archive.org/details/gov.in.is.14897.2000 | IS 14897 | TRUE | replacement not stated in source
IS 15111 (Part 1) | Self ballasted lamps for general lighting services, Part 1: Safety requirements | 2002 | Current | UNKNOWN |  | LED lighting | High | https://archive.org/details/gov.in.is.15111.1.2002 | IS 15111 | TRUE | replacement not stated in source
IS 15111 (Part 2) | Self ballasted lamps for general lighting services, Part 2: Performance requirements | 2002 | Current | UNKNOWN |  | LED lighting | High | https://archive.org/details/gov.in.is.15111.2.2002 | IS 15111 | TRUE | replacement not stated in source
IS 15518 (Part 1) | Safety requirements for incandescent lamps, Part 1: Tungsten filament lamps for domestic and similar general lighting purposes | 2004 | Current | UNKNOWN |  | LED lighting | Medium | https://archive.org/details/gov.in.is.15518.1.2004 | IS 15518 | TRUE | replacement not stated in source
IS 15687 (Part 1) | Single-capped fluorescent lamps, Part 1: Safety requirements | 2006 | Current | UNKNOWN |  | LED lighting | Medium | https://archive.org/details/gov.in.is.15687.1.2006 | IS 15687 | TRUE | replacement not stated in source
IS 15882 | Ballasts for discharge lamps (excluding tubular fluorescent lamps) - Performance requirements | 2009 | Current | UNKNOWN |  | LED lighting | Medium | https://archive.org/details/gov.in.is.15882.2009 | IS 15882 | TRUE | replacement not stated in source
IS 15885 (Part 1) | Safety of lamp controlgear, Part 1: General requirements | 2011 | Current | UNKNOWN |  | LED lighting | High | https://archive.org/details/gov.in.is.15885.1.2011 | IS 15885 | TRUE | replacement not stated in source
IS 15885 (Part 2/Sec 1) | Safety of lamp controlgear, Part 2: Particular requirements, Section 1: Starting devices (other than glow starters) | 2011 | Current | UNKNOWN |  | LED lighting | High | https://archive.org/details/gov.in.is.15885.2.1.2011 | IS 15885 | TRUE | replacement not stated in source
IS 15885 (Part 2/Sec 3) | Safety of lamp controlgear, Part 2: Particular requirements, Section 3: AC supplied electronic ballasts for fluorescent lamps | 2011 | Current | UNKNOWN |  | LED lighting | High | https://archive.org/details/gov.in.is.15885.2.3.2011 | IS 15885 | TRUE | replacement not stated in source
IS 15885 (Part 2/Sec 8) | Safety of lamp controlgear, Part 2: Particular requirements, Section 8: Ballasts for fluorescent lamps | 2011 | Current | UNKNOWN |  | LED lighting | High | https://archive.org/details/gov.in.is.15885.2.8.2011 | IS 15885 | TRUE | replacement not stated in source
IS 15885 (Part 2/Sec 9) | Safety of lamp controlgear, Part 2: Particular requirements, Section 9: Ballasts for discharge lamps (excluding fluorescent lamps) | 2011 | Current | UNKNOWN |  | LED lighting | High | https://archive.org/details/gov.in.is.15885.2.9.2011 | IS 15885 | TRUE | replacement not stated in source
IS 15885 (Part 2/Sec 13) | Safety of lamp controlgear, Part 2: Particular requirements, Section 13: DC supplied electronic controlgear for LED modules | 2012 | Current | UNKNOWN |  | LED lighting | High | https://archive.org/details/gov.in.is.15885.2.13.2012 | IS 15885 | TRUE | replacement not stated in source
IS 15906 | Measurement of mercury level in fluorescent lamps | 2011 | Current | UNKNOWN |  | LED lighting | Medium | https://archive.org/details/gov.in.is.15906.2011 | IS 15906 | TRUE | replacement not stated in source
IS 15967 (Part 1) | Capacitors for use in tubular fluorescent and other discharge lamp circuits, Part 1: Safety requirements | 2013 | Current | UNKNOWN |  | LED lighting | Medium | https://archive.org/details/gov.in.is.15967.1.2013 | IS 15967 | TRUE | replacement not stated in source
IS 15967 (Part 2) | Capacitors for use in tubular fluorescent and other discharge lamp circuits, Part 2: Performance requirements | 2013 | Current | UNKNOWN |  | LED lighting | Medium | https://archive.org/details/gov.in.is.15967.2.2013 | IS 15967 | TRUE | replacement not stated in source
IS 15968 | Ballasts for tubular fluorescent lamps - Performance requirements | 2013 | Current | UNKNOWN |  | LED lighting | Medium | https://archive.org/details/gov.in.is.15968.2013 | IS 15968 | TRUE | replacement not stated in source
IS 16101 | General lighting - LEDs and LED modules - Terms and definitions | 2012 | Current | UNKNOWN |  | LED lighting | High | https://archive.org/details/gov.in.is.16101.2012 | IS 16101 | TRUE | replacement not stated in source
IS 16102 (Part 1) | Self-ballasted LED lamps for general lighting services, Part 1: Safety requirements | 2012 | Current | UNKNOWN |  | LED lighting | High | https://archive.org/details/gov.in.is.16102.1.2012 | IS 16102 | TRUE | replacement not stated in source
IS 16102 (Part 2) | Self-ballasted LED lamps for general lighting services, Part 2: Performance requirements | 2012 | Current | UNKNOWN |  | LED lighting | High | https://archive.org/details/gov.in.is.16102.2.2012 | IS 16102 | TRUE | replacement not stated in source
IS 16103 (Part 1) | LED modules for general lighting, Part 1: Safety requirements | 2012 | Current | UNKNOWN |  | LED lighting | High | https://archive.org/details/gov.in.is.16103.1.2012 | IS 16103 | TRUE | replacement not stated in source
IS 16103 (Part 2) | LED modules for general lighting, Part 2: Performance requirements | 2012 | Current | UNKNOWN |  | LED lighting | High | https://archive.org/details/gov.in.is.16103.2.2012 | IS 16103 | TRUE | replacement not stated in source
IS 16104 | DC or AC supplied electronic control gear for LED modules - Performance requirements | 2012 | Current | UNKNOWN |  | LED lighting | High | https://archive.org/details/gov.in.is.16104.2012 | IS 16104 | TRUE | replacement not stated in source
IS 16105 | Method of measurement of lumen maintenance of solid state light (LED) sources | 2012 | Current | UNKNOWN |  | LED lighting | High | https://archive.org/details/gov.in.is.16105.2012 | IS 16105 | TRUE | replacement not stated in source
IS 16106 | Method of electrical and photometric measurements of solid state lighting (LED) products | 2012 | Current | UNKNOWN |  | LED lighting | High | https://archive.org/details/gov.in.is.16106.2012 | IS 16106 | TRUE | replacement not stated in source
IS 16108 | Photobiological safety of lamps and lamp systems | 2012 | Current | UNKNOWN |  | LED lighting | Medium | https://archive.org/details/gov.in.is.16108.2012 | IS 16108 | TRUE | replacement not stated in source
IS 2309 | Code of practice for the protection of buildings and allied structures against lightning | 1989 | Current | UNKNOWN |  | Electrical cables and wiring | High | https://archive.org/details/gov.in.is.2309.1989 | IS 2309 | TRUE | replacement not stated in source
IS 2551 | Danger notice plates | 1982 | Current | UNKNOWN |  | Electrical cables and wiring | Medium | https://archive.org/details/gov.in.is.2551.1982 | IS 2551 | TRUE | replacement not stated in source
IS 3043 | Code of practice for earthing | 1987 | Current | UNKNOWN |  | Electrical cables and wiring | High | https://archive.org/details/gov.in.is.3043.1987 | IS 3043 | TRUE | replacement not stated in source
IS 4648 | Guide for electrical layout in residential buildings | 1968 | Current | UNKNOWN |  | Electrical cables and wiring | Medium | https://archive.org/details/gov.in.is.4648.1968 | IS 4648 | TRUE | replacement not stated in source
IS 5216 (Part 1) | Recommendations on safety procedures and practices in electrical work, Part 1: General | 1982 | Current | UNKNOWN |  | Electrical cables and wiring | Medium | https://archive.org/details/gov.in.is.5216.1.1982 | IS 5216 | TRUE | replacement not stated in source
IS 5216 (Part 2) | Recommendations on safety procedures and practices in electrical work, Part 2: Life saving techniques | 1982 | Current | UNKNOWN |  | Electrical cables and wiring | Medium | https://archive.org/details/gov.in.is.5216.2.1982 | IS 5216 | TRUE | replacement not stated in source
IS 7689 | Guide for the control of undesirable static electricity | 1989 | Current | UNKNOWN |  | Electrical cables and wiring | Medium | https://archive.org/details/gov.in.is.7689.1989 | IS 7689 | TRUE | replacement not stated in source
IS 7752 (Part 1) | Guide for improvement of power factor in consumer installations, Part 1: Low and medium supply voltages | 1975 | Current | UNKNOWN |  | Electrical cables and wiring | Medium | https://archive.org/details/gov.in.is.7752.1.1975 | IS 7752 | TRUE | replacement not stated in source
IS 8061 | Code of practice for design, installation and maintenance of service lines up to and including 650 V | 1976 | Current | UNKNOWN |  | Electrical cables and wiring | Medium | https://archive.org/details/gov.in.is.8061.1976 | IS 8061 | TRUE | replacement not stated in source
IS 8437 (Part 1) | Guide on effects of current passing through the human body, Part 1: General aspects | 1992 | Current | UNKNOWN |  | Electrical cables and wiring | Medium | https://archive.org/details/gov.in.is.8437.1.1992 | IS 8437 | TRUE | replacement not stated in source
IS 8437 (Part 2) | Guide on effects of current passing through the human body, Part 2: Special aspects | 1993 | Current | UNKNOWN |  | Electrical cables and wiring | Medium | https://archive.org/details/gov.in.is.8437.2.1993 | IS 8437 | TRUE | replacement not stated in source
IS 8884 | Code of practice for the installation of electric bells and call systems | 1978 | Current | UNKNOWN |  | Electrical cables and wiring | Medium | https://archive.org/details/gov.in.is.8884.1978 | IS 8884 | TRUE | replacement not stated in source
IS 8923 | Warning symbol for dangerous voltages | 1978 | Current | UNKNOWN |  | Electrical cables and wiring | Medium | https://archive.org/details/gov.in.is.8923.1978 | IS 8923 | TRUE | replacement not stated in source
IS 8969 | Code of practice for installation and maintenance of impulse and electronic master and slave electric clock systems | 1978 | Current | UNKNOWN |  | Electrical cables and wiring | Medium | https://archive.org/details/gov.in.is.8969.1978 | IS 8969 | TRUE | replacement not stated in source
IS 10118 (Part 1) | Code of practice for selection, installation and maintenance of switchgear and controlgear, Part 1: General | 1982 | Current | UNKNOWN |  | Electrical cables and wiring | Medium | https://archive.org/details/gov.in.is.10118.1.1982 | IS 10118 | TRUE | replacement not stated in source
IS 10118 (Part 2) | Code of practice for selection, installation and maintenance of switchgear and controlgear, Part 2: Selection | 1982 | Current | UNKNOWN |  | Electrical cables and wiring | Medium | https://archive.org/details/gov.in.is.10118.2.1982 | IS 10118 | TRUE | replacement not stated in source
IS 10118 (Part 3) | Code of practice for selection, installation and maintenance of switchgear and controlgear, Part 3: Installation | 1982 | Current | UNKNOWN |  | Electrical cables and wiring | Medium | https://archive.org/details/gov.in.is.10118.3.1982 | IS 10118 | TRUE | replacement not stated in source
IS 10118 (Part 4) | Code of practice for selection, installation and maintenance of switchgear and controlgear, Part 4: Maintenance | 1982 | Current | UNKNOWN |  | Electrical cables and wiring | Medium | https://archive.org/details/gov.in.is.10118.4.1982 | IS 10118 | TRUE | replacement not stated in source
IS 10242 (Part 1/Sec 1) | Electrical installations in ships, Part 1: General, Section 1: Definitions and general requirements | 1997 | Current | UNKNOWN |  | Electrical cables and wiring | Low | https://archive.org/details/gov.in.is.10242.1.1.1997 | IS 10242 | TRUE | replacement not stated in source
IS 10242 (Part 2/Sec 1) | Electrical installations in ships, Part 2: System design, Section 1: General | 1982 | Current | UNKNOWN |  | Electrical cables and wiring | Low | https://archive.org/details/gov.in.is.10242.2.1.1982 | IS 10242 | TRUE | replacement not stated in source
IS 10242 (Part 2/Sec 2) | Electrical installations in ships, Part 2: System design, Section 2: Protection | 1983 | Current | UNKNOWN |  | Electrical cables and wiring | Low | https://archive.org/details/gov.in.is.10242.2.2.1983 | IS 10242 | TRUE | replacement not stated in source
IS 10242 (Part 2/Sec 4) | Electrical installations in ships, Part 2: System design, Section 4: Electric and electrohydraulic steering gear | 1993 | Current | UNKNOWN |  | Electrical cables and wiring | Low | https://archive.org/details/gov.in.is.10242.2.4.1993 | IS 10242 | TRUE | replacement not stated in source
IS 10242 (Part 3/Sec 1) | Electrical installations in ships, Part 3: Equipment, Section 1: Generators and motors | 1983 | Current | UNKNOWN |  | Electrical cables and wiring | Low | https://archive.org/details/gov.in.is.10242.3.1.1983 | IS 10242 | TRUE | replacement not stated in source
IS 10242 (Part 3/Sec 2) | Electrical installations in ships, Part 3: Equipment, Section 2: Switchgear and controlgear assemblies | 1984 | Current | UNKNOWN |  | Electrical cables and wiring | Low | https://archive.org/details/gov.in.is.10242.3.2.1984 | IS 10242 | TRUE | replacement not stated in source
IS 10242 (Part 3/Sec 3) | Electrical installations in ships, Part 3: Equipment, Section 3: Transformers for power and lighting | 1984 | Current | UNKNOWN |  | Electrical cables and wiring | Low | https://archive.org/details/gov.in.is.10242.3.3.1984 | IS 10242 | TRUE | replacement not stated in source
IS 10242 (Part 3/Sec 4) | Electrical installations in ships, Part 3: Equipment, Section 4: Semi-conductor convertors | 1987 | Current | UNKNOWN |  | Electrical cables and wiring | Low | https://archive.org/details/gov.in.is.10242.3.4.1987 | IS 10242 | TRUE | replacement not stated in source
IS 10242 (Part 3/Sec 5) | Electrical installations in ships, Part 3: Equipment, Section 5: Accumulator (storage) batteries | 1990 | Current | UNKNOWN |  | Electrical cables and wiring | Low | https://archive.org/details/gov.in.is.10242.3.5.1990 | IS 10242 | TRUE | replacement not stated in source
IS 10242 (Part 3/Sec 6) | Electrical installations in ships, Part 3: Equipment, Section 6: Luminaires and accessories | 1986 | Current | UNKNOWN |  | Electrical cables and wiring | Low | https://archive.org/details/gov.in.is.10242.3.6.1986 | IS 10242 | TRUE | replacement not stated in source
IS 10242 (Part 3/Sec 7) | Electrical installations in ships, Part 3: Equipment, Section 7: Heating and cooking appliances | 1990 | Current | UNKNOWN |  | Electrical cables and wiring | Low | https://archive.org/details/gov.in.is.10242.3.7.1990 | IS 10242 | TRUE | replacement not stated in source
IS 10242 (Part 3/Sec 10) | Electrical installations in ships, Part 3: Equipment, Section 10: General construction and test requirements for low voltage shipboard power cables | 1992 | Current | UNKNOWN |  | Electrical cables and wiring | Low | https://archive.org/details/gov.in.is.10242.3.10.1992 | IS 10242 | TRUE | replacement not stated in source
IS 10242 (Part 3/Sec 11) | Electrical installations in ships, Part 3: Equipment, Section 11: Insulating materials for shipboard power cables | 1986 | Current | UNKNOWN |  | Electrical cables and wiring | Low | https://archive.org/details/gov.in.is.10242.3.11.1986 | IS 10242 | TRUE | replacement not stated in source
IS 10242 (Part 3/Sec 12) | Electrical installations in ships, Part 3: Equipment, Section 12: Choice and installation of cables for low voltage systems | 1986 | Current | UNKNOWN |  | Electrical cables and wiring | Low | https://archive.org/details/gov.in.is.10242.3.12.1986 | IS 10242 | TRUE | replacement not stated in source
IS 10242 (Part 3/Sec 13) | Electrical installations in ships, Part 3: Equipment, Section 13: Single and multicore cables with extruded solid insulation for rated voltage 0.6/1 kV | 1992 | Current | UNKNOWN |  | Electrical cables and wiring | Low | https://archive.org/details/gov.in.is.10242.3.13.1992 | IS 10242 | TRUE | replacement not stated in source
IS 10242 (Part 3/Sec 19) | Electrical installations in ships, Part 3: Equipment, Section 19: Sheathing materials for telecommunication and power shipboard cables | 1990 | Current | UNKNOWN |  | Electrical cables and wiring | Low | https://archive.org/details/gov.in.is.10242.3.19.1990 | IS 10242 | TRUE | replacement not stated in source
IS 10242 (Part 3/Sec 23) | Electrical installations in ships, Part 3: Equipment, Section 23: Shipboard flexible coaxial cables | 1987 | Current | UNKNOWN |  | Electrical cables and wiring | Low | https://archive.org/details/gov.in.is.10242.3.23.1987 | IS 10242 | TRUE | replacement not stated in source
IS 10242 (Part 3/Sec 24) | Electrical installations in ships, Part 3: Equipment, Section 24: Telephone cables for non-essential communication services | 1987 | Current | UNKNOWN |  | Electrical cables and wiring | Low | https://archive.org/details/gov.in.is.10242.3.24.1987 | IS 10242 | TRUE | replacement not stated in source
IS 10242 (Part 3/Sec 25) | Electrical installations in ships, Part 3: Equipment, Section 25: General instrumentation, control and communication cables | 1987 | Current | UNKNOWN |  | Electrical cables and wiring | Low | https://archive.org/details/gov.in.is.10242.3.25.1987 | IS 10242 | TRUE | replacement not stated in source
IS 10242 (Part 3/Sec 26) | Electrical installations in ships, Part 3: Equipment, Section 26: Shipboard multicore cables for control circuits | 1987 | Current | UNKNOWN |  | Electrical cables and wiring | Low | https://archive.org/details/gov.in.is.10242.3.26.1987 | IS 10242 | TRUE | replacement not stated in source
IS 10242 (Part 4) | Electrical installations in ships, Part 4: Installation and test of completed installation | 1992 | Current | UNKNOWN |  | Electrical cables and wiring | Low | https://archive.org/details/gov.in.is.10242.4.1992 | IS 10242 | TRUE | replacement not stated in source
IS 10242 (Part 5/Sec 1) | Electrical installations in ships, Part 5: Special features, Section 1: Electric propulsion plant | 1993 | Current | UNKNOWN |  | Electrical cables and wiring | Low | https://archive.org/details/gov.in.is.10242.5.1.1993 | IS 10242 | TRUE | replacement not stated in source
IS 10242 (Part 5/Sec 2) | Electrical installations in ships, Part 5: Special features, Section 2: Tankers | 1997 | Current | UNKNOWN |  | Electrical cables and wiring | Low | https://archive.org/details/gov.in.is.10242.5.2.1997 | IS 10242 | TRUE | replacement not stated in source
IS 10242 (Part 5/Sec 3) | Electrical installations in ships, Part 5: Special features, Section 3: AC supply system with voltage in the range above 1 kV up to and including 11 kV | 1993 | Current | UNKNOWN |  | Electrical cables and wiring | Low | https://archive.org/details/gov.in.is.10242.5.3.1993 | IS 10242 | TRUE | replacement not stated in source
IS 10242 (Part 5/Sec 4) | Electrical installations in ships, Part 5: Special features, Section 4: Control and instruments | 1998 | Current | UNKNOWN |  | Electrical cables and wiring | Low | https://archive.org/details/gov.in.is.10242.5.4.1998 | IS 10242 | TRUE | replacement not stated in source
IS 13234 | Guide for short-circuit current calculation in three-phase AC systems | 1992 | Current | UNKNOWN |  | Electrical cables and wiring | Medium | https://archive.org/details/gov.in.is.13234.1992 | IS 13234 | TRUE | replacement not stated in source
IS 13235 | Calculation of the effects of short-circuit currents | 1991 | Current | UNKNOWN |  | Electrical cables and wiring | Medium | https://archive.org/details/gov.in.is.13235.1991 | IS 13235 | TRUE | replacement not stated in source
IS 14479 | Electromagnetic compatibility of electrical and electronic installations in ships | 1998 | Current | UNKNOWN |  | Electrical cables and wiring | Low | https://archive.org/details/gov.in.is.14479.1998 | IS 14479 | TRUE | replacement not stated in source
SP 30 | National Electrical Code | 2011 | Current | UNKNOWN |  | Electrical cables and wiring | High | https://archive.org/details/gov.in.is.sp.30.2011 | SP 30 | FALSE | replacement not stated in source
SP 31 | Methods of artificial respiration | 1986 | Current | UNKNOWN |  | Electrical cables and wiring | Medium | https://archive.org/details/gov.in.is.sp.31.1986 | SP 31 | FALSE | replacement not stated in source
IS 371 | Ceiling roses | 1999 | Current | UNKNOWN |  | Electrical cables and wiring | Medium | https://archive.org/details/gov.in.is.371.1999 | IS 371 | TRUE | replacement not stated in source
IS 371 (B) | Ceiling roses - Specification | 1999 | Current | UNKNOWN |  | Electrical cables and wiring | Medium | https://archive.org/details/gov.in.is.371.b.1999 | IS 371 (B) | TRUE | replacement not stated in source
IS 1293 | Plugs and socket-outlets of rated voltage up to and including 250 V and rated current up to 16 A | 2005 | Current | UNKNOWN |  | Electrical cables and wiring | High | https://archive.org/details/gov.in.is.1293.2005 | IS 1293 | TRUE | replacement not stated in source
IS 3010 (Part 1) | Appliance connectors and appliance inlets (non-reversible three-pin type), Part 1: Appliance connectors | 1965 | Current | UNKNOWN |  | Electrical cables and wiring | Medium | https://archive.org/details/gov.in.is.3010.1.1965 | IS 3010 | TRUE | replacement not stated in source
IS 3010 (Part 2) | Appliance connectors and appliance inlets (non-reversible three-pin type), Part 2: Appliance inlets | 1965 | Current | UNKNOWN |  | Electrical cables and wiring | Medium | https://archive.org/details/gov.in.is.3010.2.1965 | IS 3010 | TRUE | replacement not stated in source
IS 3323 | Bi-pin lampholders for tubular fluorescent lamps | 1980 | Current | UNKNOWN |  | Electrical cables and wiring | Medium | https://archive.org/details/gov.in.is.3323.1980 | IS 3323 | TRUE | replacement not stated in source
IS 3324 | Holders for starters for tubular fluorescent lamps | 1982 | Current | UNKNOWN |  | Electrical cables and wiring | Medium | https://archive.org/details/gov.in.is.3324.1982 | IS 3324 | TRUE | replacement not stated in source
IS 3419 | Fittings for rigid non-metallic conduits | 1989 | Current | UNKNOWN |  | Electrical cables and wiring | Medium | https://archive.org/details/gov.in.is.3419.1989 | IS 3419 | TRUE | replacement not stated in source
IS 3854 | Switches for domestic and similar purposes | 1997 | Current | UNKNOWN |  | Electrical cables and wiring | High | https://archive.org/details/gov.in.is.3854.1997 | IS 3854 | TRUE | replacement not stated in source
IS 4160 | Interlocking switch socket outlet - Specification | 2005 | Current | UNKNOWN |  | Electrical cables and wiring | Medium | https://archive.org/details/gov.in.is.4160.2005 | IS 4160 | TRUE | replacement not stated in source
IS 4649 | Adaptors for flexible steel conduits | 1968 | Current | UNKNOWN |  | Electrical cables and wiring | Medium | https://archive.org/details/gov.in.is.4649.1968 | IS 4649 | TRUE | replacement not stated in source
IS 6896 | Connectors (two-way) for railway coach wiring | 1973 | Current | UNKNOWN |  | Electrical cables and wiring | Low | https://archive.org/details/gov.in.is.6896.1973 | IS 6896 | TRUE | replacement not stated in source
IS 6965 | Switches for use in railway coaching stock | 1979 | Current | UNKNOWN |  | Electrical cables and wiring | Low | https://archive.org/details/gov.in.is.6965.1979 | IS 6965 | TRUE | replacement not stated in source
IS 8200 | Toggle switches used in traction applications | 1976 | Current | UNKNOWN |  | Electrical cables and wiring | Low | https://archive.org/details/gov.in.is.8200.1976 | IS 8200 | TRUE | replacement not stated in source
IS 9537 (Part 1) | Conduits for electrical installations, Part 1: General requirements | 1980 | Current | UNKNOWN |  | Electrical cables and wiring | High | https://archive.org/details/gov.in.is.9537.1.1980 | IS 9537 | TRUE | replacement not stated in source
IS 9537 (Part 2) | Conduits for electrical installations, Part 2: Rigid steel conduits | 1981 | Current | UNKNOWN | IS 1653 | Electrical cables and wiring | High | https://archive.org/details/gov.in.is.9537.2.1981 | IS 9537 | TRUE | replacement not stated in source
IS 9537 (Part 3) | Conduits for electrical installations, Part 3: Rigid plain conduits of insulating materials | 1983 | Current | UNKNOWN | IS 2509 | Electrical cables and wiring | High | https://archive.org/details/gov.in.is.9537.3.1983 | IS 9537 | TRUE | replacement not stated in source
IS 9537 (Part 4) | Conduits for electrical installations, Part 4: Pliable self-recovering conduits of insulating materials | 1983 | Current | UNKNOWN |  | Electrical cables and wiring | High | https://archive.org/details/gov.in.is.9537.4.1983 | IS 9537 | TRUE | replacement not stated in source
IS 9537 (Part 5) | Conduits for electrical installations, Part 5: Pliable conduits of insulating material | 2000 | Current | UNKNOWN | IS 6946 | Electrical cables and wiring | High | https://archive.org/details/gov.in.is.9537.5.2000 | IS 9537 | TRUE | replacement not stated in source
IS 9537 (Part 6) | Conduits for electrical installations, Part 6: Pliable conduits of metal or composite materials | 2000 | Current | UNKNOWN |  | Electrical cables and wiring | High | https://archive.org/details/gov.in.is.9537.6.2000 | IS 9537 | TRUE | replacement not stated in source
IS 9537 (Part 8) | Conduits for electrical installations, Part 8: Rigid non-threadable conduits of aluminium alloy | 2003 | Current | UNKNOWN |  | Electrical cables and wiring | High | https://archive.org/details/gov.in.is.9537.8.2003 | IS 9537 | TRUE | replacement not stated in source
IS 14763 | Conduits for electrical purposes - Outside diameters of conduits for electrical installations and threads for conduits and fittings | 2000 | Current | UNKNOWN |  | Electrical cables and wiring | Medium | https://archive.org/details/gov.in.is.14763.2000 | IS 14763 | TRUE | replacement not stated in source
IS 14768 (Part 1) | Conduit fittings for electrical installations, Part 1: General requirements | 2000 | Current | UNKNOWN |  | Electrical cables and wiring | Medium | https://archive.org/details/gov.in.is.14768.1.2000 | IS 14768 | TRUE | replacement not stated in source
IS 14768 (Part 2) | Conduit fittings for electrical installations, Part 2: Metal conduit fittings | 2003 | Current | UNKNOWN | IS 2667 | Electrical cables and wiring | Medium | https://archive.org/details/gov.in.is.14768.2.2003 | IS 14768 | TRUE | replacement not stated in source
IS 14772 | General requirements for enclosures for accessories for household and similar fixed electrical installations | 2000 | Current | UNKNOWN | IS 5133 (Parts 1 and 2) | Electrical cables and wiring | Medium | https://archive.org/details/gov.in.is.14772.2000 | IS 14772 | TRUE | replacement not stated in source
IS 14927 (Part 1) | Cable trunking and ducting systems for electrical installations, Part 1: General requirements | 2001 | Current | UNKNOWN |  | Electrical cables and wiring | High | https://archive.org/details/gov.in.is.14927.1.2001 | IS 14927 | TRUE | replacement not stated in source
IS 14927 (Part 2) | Cable trunking and ducting systems for electrical installations, Part 2: Systems intended for mounting on walls or ceilings | 2001 | Current | UNKNOWN |  | Electrical cables and wiring | High | https://archive.org/details/gov.in.is.14927.2.2001 | IS 14927 | TRUE | replacement not stated in source
IS 14930 (Part 1) | Conduit systems for electrical installations, Part 1: General requirements | 2001 | Current | UNKNOWN |  | Electrical cables and wiring | Medium | https://archive.org/details/gov.in.is.14930.1.2001 | IS 14930 | TRUE | replacement not stated in source
IS 14930 (Part 2) | Conduit systems for electrical installations, Part 2: Particular requirements - Conduit systems buried underground | 2001 | Current | UNKNOWN |  | Electrical cables and wiring | Medium | https://archive.org/details/gov.in.is.14930.2.2001 | IS 14930 | TRUE | replacement not stated in source
IS 15368 | Cable reels for household and similar purposes | 2003 | Current | UNKNOWN |  | Electrical cables and wiring | Medium | https://archive.org/details/gov.in.is.15368.2003 | IS 15368 | TRUE | replacement not stated in source
IS 15787 | Switch-socket-outlets (non-interlock type) | 2008 | Current | UNKNOWN |  | Electrical cables and wiring | Medium | https://archive.org/details/gov.in.is.15787.2008 | IS 15787 | TRUE | replacement not stated in source
IS/IEC 60309 (Part 1) | Plugs, socket-outlets and couplers for industrial purposes, Part 1: General requirements | 2002 | Current | UNKNOWN |  | Electrical cables and wiring | Medium | https://archive.org/details/gov.in.is.iec.60309.1.2002 | IS/IEC 60309 | TRUE | replacement not stated in source
IS/IEC 60309 (Part 2) | Plugs, socket-outlets and couplers for industrial purposes, Part 2: Dimensional interchangeability requirements for pin and contact-tube accessories | 2002 | Current | UNKNOWN |  | Electrical cables and wiring | Medium | https://archive.org/details/gov.in.is.iec.60309.2.2002 | IS/IEC 60309 | TRUE | replacement not stated in source
IS/IEC 60320 (Part 1) | Appliance couplers for household and similar general purposes, Part 1: General requirements | 2001 | Current | UNKNOWN |  | Electrical cables and wiring | Medium | https://archive.org/details/gov.in.is.iec.60320.1.2001 | IS/IEC 60320 | TRUE | replacement not stated in source
IS/IEC 60320 (Part 2/Sec 2) | Appliance couplers for household and similar general purposes, Part 2-2: Interconnection couplers for household and similar equipment | 1998 | Current | UNKNOWN |  | Electrical cables and wiring | Medium | https://archive.org/details/gov.in.is.iec.60320.2.2.1998 | IS/IEC 60320 | TRUE | replacement not stated in source
IS/IEC 60320 (Part 2/Sec 3) | Appliance couplers for household and similar general purposes, Part 2-3: Appliance couplers with a degree of protection higher than IPX0 | 1998 | Current | UNKNOWN |  | Electrical cables and wiring | Medium | https://archive.org/details/gov.in.is.iec.60320.2.3.1998 | IS/IEC 60320 | TRUE | replacement not stated in source
IS/IEC 61058 (Part 1) | Switches for appliances, Part 1: General requirements | 2000 | Current | UNKNOWN |  | Electrical cables and wiring | Medium | https://archive.org/details/gov.in.is.iec.61058.1.2000 | IS/IEC 61058 | TRUE | replacement not stated in source
IS 4984 | High density polyethylene pipes for potable water supplies | 1995 | Current | UNKNOWN |  | Pipes (PVC and GI) | High | https://archive.org/details/gov.in.is.4984.1995 | IS 4984 | TRUE | replacement not stated in source
IS 4985 | Unplasticized PVC pipes for potable water supplies - Specification | 2000 | Current | UNKNOWN |  | Pipes (PVC and GI) | High | https://archive.org/details/gov.in.is.4985.2000 | IS 4985 | TRUE | replacement not stated in source
IS 7634 (Part 1) | Code of practice for plastic pipe work for potable water supplies, Part 1: Choice of materials and general recommendations | 1975 | Current | UNKNOWN |  | Pipes (PVC and GI) | High | https://archive.org/details/gov.in.is.7634.1.1975 | IS 7634 | TRUE | replacement not stated in source
IS 7634 (Part 2) | Plastics pipes selection, handling, storage and installation for potable water supplies - Code of practice, Part 2: Laying and jointing of polyethylene (PE) pipes | 2012 | Current | UNKNOWN |  | Pipes (PVC and GI) | High | https://archive.org/details/gov.in.is.7634.2.2012 | IS 7634 | TRUE | replacement not stated in source
IS 7634 (Part 3) | Plastics pipe selection, handling, storage and installation for potable water supplies - Code of practice, Part 3: Laying and jointing of UPVC pipes | 2003 | Current | UNKNOWN |  | Pipes (PVC and GI) | High | https://archive.org/details/gov.in.is.7634.3.2003 | IS 7634 | TRUE | replacement not stated in source
IS 7834 (Part 1) | Injection moulded PVC socket fittings with solvent cement joints for water supplies, Part 1: General requirements | 1987 | Current | UNKNOWN |  | Pipes (PVC and GI) | High | https://archive.org/details/gov.in.is.7834.1.1987 | IS 7834 | TRUE | replacement not stated in source
IS 7834 (Part 2) | Injection moulded PVC socket fittings with solvent cement joints for water supplies, Part 2: Specific requirements for 45 degree elbows | 1987 | Current | UNKNOWN |  | Pipes (PVC and GI) | High | https://archive.org/details/gov.in.is.7834.2.1987 | IS 7834 | TRUE | replacement not stated in source
IS 7834 (Part 3) | Injection moulded PVC socket fittings with solvent cement joints for water supplies, Part 3: Specific requirements for 90 degree elbows | 1987 | Current | UNKNOWN |  | Pipes (PVC and GI) | High | https://archive.org/details/gov.in.is.7834.3.1987 | IS 7834 | TRUE | replacement not stated in source
IS 7834 (Part 4) | Injection moulded PVC socket fittings with solvent cement joints for water supplies, Part 4: Specific requirements for 90 degree tees | 1987 | Current | UNKNOWN |  | Pipes (PVC and GI) | High | https://archive.org/details/gov.in.is.7834.4.1987 | IS 7834 | TRUE | replacement not stated in source
IS 7834 (Part 5) | Injection moulded PVC socket fittings with solvent cement joints for water supplies, Part 5: Specific requirements for 45 degree tees | 1987 | Current | UNKNOWN |  | Pipes (PVC and GI) | High | https://archive.org/details/gov.in.is.7834.5.1987 | IS 7834 | TRUE | replacement not stated in source
IS 7834 (Part 6) | Injection moulded PVC socket fittings with solvent cement joints for water supplies, Part 6: Specific requirements for sockets | 1987 | Current | UNKNOWN |  | Pipes (PVC and GI) | High | https://archive.org/details/gov.in.is.7834.6.1987 | IS 7834 | TRUE | replacement not stated in source
IS 7834 (Part 7) | Injection moulded PVC socket fittings with solvent cement joints for water supplies, Part 7: Specific requirements for unions | 1987 | Current | UNKNOWN |  | Pipes (PVC and GI) | High | https://archive.org/details/gov.in.is.7834.7.1987 | IS 7834 | TRUE | replacement not stated in source
IS 7834 (Part 8) | Injection moulded PVC socket fittings with solvent cement joints for water supplies, Part 8: Specific requirements for caps | 1987 | Current | UNKNOWN |  | Pipes (PVC and GI) | High | https://archive.org/details/gov.in.is.7834.8.1987 | IS 7834 | TRUE | replacement not stated in source
IS 8008 (Part 1) | Injection moulded/machined high density polyethylene (HDPE) fittings for potable water supplies, Part 1: General requirements for fittings | 2003 | Current | UNKNOWN |  | Pipes (PVC and GI) | High | https://archive.org/details/gov.in.is.8008.1.2003 | IS 8008 | TRUE | replacement not stated in source
IS 8008 (Part 2) | Injection moulded/machined HDPE fittings for potable water supplies, Part 2: Specific requirements for 90 degree bends | 2003 | Current | UNKNOWN |  | Pipes (PVC and GI) | High | https://archive.org/details/gov.in.is.8008.2.2003 | IS 8008 | TRUE | replacement not stated in source
IS 8008 (Part 3) | Injection moulded/machined HDPE fittings for potable water supplies, Part 3: Specific requirements for 90 degree tees | 2003 | Current | UNKNOWN |  | Pipes (PVC and GI) | High | https://archive.org/details/gov.in.is.8008.3.2003 | IS 8008 | TRUE | replacement not stated in source
IS 8008 (Part 4) | Injection moulded/machined HDPE fittings for potable water supplies, Part 4: Specific requirements for reducers | 2003 | Current | UNKNOWN |  | Pipes (PVC and GI) | High | https://archive.org/details/gov.in.is.8008.4.2003 | IS 8008 | TRUE | replacement not stated in source
IS 8008 (Part 5) | Injection moulded/machined HDPE fittings for potable water supplies, Part 5: Specific requirements for ferrule reducers | 2003 | Current | UNKNOWN |  | Pipes (PVC and GI) | High | https://archive.org/details/gov.in.is.8008.5.2003 | IS 8008 | TRUE | replacement not stated in source
IS 8008 (Part 6) | Injection moulded/machined HDPE fittings for potable water supplies, Part 6: Specific requirements for pipe ends | 2003 | Current | UNKNOWN |  | Pipes (PVC and GI) | High | https://archive.org/details/gov.in.is.8008.6.2003 | IS 8008 | TRUE | replacement not stated in source
IS 8008 (Part 7) | Injection moulded/machined HDPE fittings for potable water supplies, Part 7: Specific requirements for sandwich flanges | 2003 | Current | UNKNOWN |  | Pipes (PVC and GI) | High | https://archive.org/details/gov.in.is.8008.7.2003 | IS 8008 | TRUE | replacement not stated in source
IS 8008 (Part 8) | Injection moulded/machined HDPE fittings for potable water supplies, Part 8: Specific requirements for reducing tees | 2003 | Current | UNKNOWN |  | Pipes (PVC and GI) | High | https://archive.org/details/gov.in.is.8008.8.2003 | IS 8008 | TRUE | replacement not stated in source
IS 8008 (Part 9) | Injection moulded/machined HDPE fittings for potable water supplies, Part 9: Specific requirements for end caps | 2003 | Current | UNKNOWN |  | Pipes (PVC and GI) | High | https://archive.org/details/gov.in.is.8008.9.2003 | IS 8008 | TRUE | replacement not stated in source
IS 8360 (Part 1) | Fabricated high density polyethylene (HDPE) fittings for potable water supplies, Part 1: General requirements | 1977 | Current | UNKNOWN |  | Pipes (PVC and GI) | Medium | https://archive.org/details/gov.in.is.8360.1.1977 | IS 8360 | TRUE | replacement not stated in source
IS 8360 (Part 2) | Fabricated high density polyethylene fittings for potable water supplies, Part 2: Specific requirements for 90 degree tees | 1977 | Current | UNKNOWN |  | Pipes (PVC and GI) | Medium | https://archive.org/details/gov.in.is.8360.2.1977 | IS 8360 | TRUE | replacement not stated in source
IS 8360 (Part 3) | Fabricated high density polyethylene (HDPE) fittings for potable water supplies, Part 3: Specific requirements for 90 degree bends | 1977 | Current | UNKNOWN |  | Pipes (PVC and GI) | Medium | https://archive.org/details/gov.in.is.8360.3.1977 | IS 8360 | TRUE | replacement not stated in source
IS 9271 | Unplasticized polyvinyl chloride (UPVC) single wall corrugated pipes for drainage - Specification | 2004 | Current | UNKNOWN |  | Pipes (PVC and GI) | Medium | https://archive.org/details/gov.in.is.9271.2004 | IS 9271 | TRUE | replacement not stated in source
IS 10124 (Part 1) | Fabricated PVC-U fittings for potable water supplies - Specification, Part 1: General requirements | 2009 | Current | UNKNOWN |  | Pipes (PVC and GI) | High | https://archive.org/details/gov.in.is.10124.1.2009 | IS 10124 | TRUE | replacement not stated in source
IS 10124 (Part 2) | Fabricated PVC-U fittings for potable water supplies - Specification, Part 2: Specific requirements for sockets | 2009 | Current | UNKNOWN |  | Pipes (PVC and GI) | High | https://archive.org/details/gov.in.is.10124.2.2009 | IS 10124 | TRUE | replacement not stated in source
IS 10124 (Part 3) | Fabricated PVC-U fittings for potable water supplies - Specification, Part 3: Specific requirements for straight reducers | 2009 | Current | UNKNOWN |  | Pipes (PVC and GI) | High | https://archive.org/details/gov.in.is.10124.3.2009 | IS 10124 | TRUE | replacement not stated in source
IS 10124 (Part 4) | Fabricated PVC-U fittings for potable water supplies - Specification, Part 4: Specific requirements for caps | 2009 | Current | UNKNOWN |  | Pipes (PVC and GI) | High | https://archive.org/details/gov.in.is.10124.4.2009 | IS 10124 | TRUE | replacement not stated in source
IS 10124 (Part 5) | Fabricated PVC-U fittings for potable water supplies - Specification, Part 5: Specific requirements for equal tees | 2009 | Current | UNKNOWN |  | Pipes (PVC and GI) | High | https://archive.org/details/gov.in.is.10124.5.2009 | IS 10124 | TRUE | replacement not stated in source
IS 10124 (Part 6) | Fabricated PVC-U fittings for potable water supplies - Specification, Part 6: Specific requirements for flanged tail pieces with metallic flanges | 2009 | Current | UNKNOWN |  | Pipes (PVC and GI) | High | https://archive.org/details/gov.in.is.10124.6.2009 | IS 10124 | TRUE | replacement not stated in source
IS 10124 (Part 7) | Fabricated PVC-U fittings for potable water supplies - Specification, Part 7: Specific requirements for threaded adaptors | 2009 | Current | UNKNOWN |  | Pipes (PVC and GI) | High | https://archive.org/details/gov.in.is.10124.7.2009 | IS 10124 | TRUE | replacement not stated in source
IS 10124 (Part 8) | Fabricated PVC-U fittings for potable water supplies - Specification, Part 8: Specific requirements for 90 degree bends | 2009 | Current | UNKNOWN |  | Pipes (PVC and GI) | High | https://archive.org/details/gov.in.is.10124.8.2009 | IS 10124 | TRUE | replacement not stated in source
IS 10124 (Part 9) | Fabricated PVC-U fittings for potable water supplies - Specification, Part 9: Specific requirements for 60 degree bends | 2009 | Current | UNKNOWN |  | Pipes (PVC and GI) | High | https://archive.org/details/gov.in.is.10124.9.2009 | IS 10124 | TRUE | replacement not stated in source
IS 10124 (Part 10) | Fabricated PVC-U fittings for potable water supplies - Specification, Part 10: Specific requirements for 45 degree bends | 2009 | Current | UNKNOWN |  | Pipes (PVC and GI) | High | https://archive.org/details/gov.in.is.10124.10.2009 | IS 10124 | TRUE | replacement not stated in source
IS 10124 (Part 11) | Fabricated PVC-U fittings for potable water supplies - Specification, Part 11: Specific requirements for 30 degree bends | 2009 | Current | UNKNOWN |  | Pipes (PVC and GI) | High | https://archive.org/details/gov.in.is.10124.11.2009 | IS 10124 | TRUE | replacement not stated in source
IS 10124 (Part 12) | Fabricated PVC-U fittings for potable water supplies - Specification, Part 12: Specific requirements for 22.5 degree bends | 2009 | Current | UNKNOWN |  | Pipes (PVC and GI) | High | https://archive.org/details/gov.in.is.10124.12.2009 | IS 10124 | TRUE | replacement not stated in source
IS 10124 (Part 13) | Fabricated PVC-U fittings for potable water supplies - Specification, Part 13: Specific requirements for 11.25 degree bends | 2009 | Current | UNKNOWN |  | Pipes (PVC and GI) | High | https://archive.org/details/gov.in.is.10124.13.2009 | IS 10124 | TRUE | replacement not stated in source
IS 12231 | Unplasticized PVC pipes for use in suction and delivery lines of agricultural pump sets | 1987 | Current | UNKNOWN |  | Pipes (PVC and GI) | Medium | https://archive.org/details/gov.in.is.12231.1987 | IS 12231 | TRUE | replacement not stated in source
IS 12235 (Parts 1 to 19) | Thermoplastics pipes and fittings - Methods of test | 2004 | Current | UNKNOWN |  | Pipes (PVC and GI) | Medium | https://archive.org/details/gov.in.is.12235.1-19.2004 | IS 12235 | TRUE | replacement not stated in source
IS 12709 | Glass-fibre reinforced plastic (GRP) pipes, joints and fittings for use for potable water supply | 1994 | Current | UNKNOWN |  | Pipes (PVC and GI) | Medium | https://archive.org/details/gov.in.is.12709.1994 | IS 12709 | TRUE | replacement not stated in source
IS 12818 | Unplasticized polyvinyl chloride (PVC-U) screen and casing pipes for bore/tubewell | 2010 | Current | UNKNOWN |  | Pipes (PVC and GI) | High | https://archive.org/details/gov.in.is.12818.2010 | IS 12818 | TRUE | replacement not stated in source
IS 13592 | Unplasticized polyvinyl chloride (PVC-U) pipes for soil and waste discharge systems inside buildings including ventilation and rainwater system | 2013 | Current | UNKNOWN |  | Pipes (PVC and GI) | High | https://archive.org/details/gov.in.is.13592.2013 | IS 13592 | TRUE | replacement not stated in source
IS 13593 | UPVC pipe fittings to be used with UPVC pipes in the suction and delivery lines of agricultural pumps | 1992 | Current | UNKNOWN |  | Pipes (PVC and GI) | Medium | https://archive.org/details/gov.in.is.13593.1992 | IS 13593 | TRUE | replacement not stated in source
IS 13916 | Code of practice for installation of glass fibre reinforced plastic (GRP) piping system | 1994 | Current | UNKNOWN |  | Pipes (PVC and GI) | Medium | https://archive.org/details/gov.in.is.13916.1994 | IS 13916 | TRUE | replacement not stated in source
IS 14333 | High density polyethylene pipes for sewerage - Specification | 1996 | Current | UNKNOWN |  | Pipes (PVC and GI) | High | https://archive.org/details/gov.in.is.14333.1996 | IS 14333 | TRUE | replacement not stated in source
IS 14402 | GRP pipes, joints and fittings for use for sewerage, industrial waste and water (other than potable) | 1996 | Current | UNKNOWN |  | Pipes (PVC and GI) | Medium | https://archive.org/details/gov.in.is.14402.1996 | IS 14402 | TRUE | replacement not stated in source
IS 14735 | Unplasticized polyvinyl chloride (UPVC) injection moulded fittings for soil and waste discharge system for inside and outside buildings including ventilation and rainwater system | 1999 | Current | UNKNOWN |  | Pipes (PVC and GI) | High | https://archive.org/details/gov.in.is.14735.1999 | IS 14735 | TRUE | replacement not stated in source
IS 14787 | Unplasticized PVC pipes (ducts) and fittings for underground telecommunications cable installation | 2000 | Current | UNKNOWN |  | Pipes (PVC and GI) | Medium | https://archive.org/details/gov.in.is.14787.2000 | IS 14787 | TRUE | replacement not stated in source
IS 14885 | Polyethylene pipes for the supply of gaseous fuels - Specification | 2001 | Current | UNKNOWN |  | Pipes (PVC and GI) | Medium | https://archive.org/details/gov.in.is.14885.2001 | IS 14885 | TRUE | replacement not stated in source
IS 15265 | Flexible PVC pipes or polymer reinforced thermoplastic hoses for suction and delivery lines of agricultural pumps - Specification | 2003 | Current | UNKNOWN |  | Pipes (PVC and GI) | Medium | https://archive.org/details/gov.in.is.15265.2003 | IS 15265 | TRUE | replacement not stated in source
IS 15328 | Unplasticized non-pressure polyvinyl chloride (PVC-U) pipes for use in underground drainage and sewerage systems - Specification | 2003 | Current | UNKNOWN |  | Pipes (PVC and GI) | High | https://archive.org/details/gov.in.is.15328.2003 | IS 15328 | TRUE | replacement not stated in source
IS 15450 | Polyethylene/aluminium/polyethylene composite pressure pipes for hot and cold water supplies - Specification | 2004 | Current | UNKNOWN |  | Pipes (PVC and GI) | Medium | https://archive.org/details/gov.in.is.15450.2004 | IS 15450 | TRUE | replacement not stated in source
IS 15778 | Chlorinated polyvinyl chloride (CPVC) pipes for potable hot and cold water distribution supplies - Specification | 2007 | Current | UNKNOWN |  | Pipes (PVC and GI) | High | https://archive.org/details/gov.in.is.15778.2007 | IS 15778 | TRUE | replacement not stated in source
IS 15801 | Polypropylene-random copolymer pipes for hot and cold water supplies - Specification | 2008 | Current | UNKNOWN |  | Pipes (PVC and GI) | High | https://archive.org/details/gov.in.is.15801.2008 | IS 15801 | TRUE | replacement not stated in source
IS 15927 (Part 1) | Polyethylene fittings for use with polyethylene pipes for the supply of gaseous fuels - Specification, Part 1: Fittings for socket fusion using heated tools | 2012 | Current | UNKNOWN |  | Pipes (PVC and GI) | Medium | https://archive.org/details/gov.in.is.15927.1.2012 | IS 15927 | TRUE | replacement not stated in source
IS 15927 (Part 2) | Polyethylene fittings for use with polyethylene pipes for the supply of gaseous fuels - Specification, Part 2: Spigot fittings for butt fusion, for socket fusion using heated tools and for use with electrofusion fittings | 2012 | Current | UNKNOWN |  | Pipes (PVC and GI) | Medium | https://archive.org/details/gov.in.is.15927.2.2012 | IS 15927 | TRUE | replacement not stated in source
IS 15927 (Part 3) | Polyethylene fittings for use with polyethylene pipes for the supply of gaseous fuels, Part 3: Electrofusion fittings | 2011 | Current | UNKNOWN |  | Pipes (PVC and GI) | Medium | https://archive.org/details/gov.in.is.15927.3.2011 | IS 15927 | TRUE | replacement not stated in source
IS 16098 (Part 1) | Structured-wall plastics piping systems for non-pressure drainage and sewerage - Specification, Part 1: Pipes and fittings with smooth external surface, Type A | 2013 | Current | UNKNOWN |  | Pipes (PVC and GI) | Medium | https://archive.org/details/gov.in.is.16098.1.2013 | IS 16098 | TRUE | replacement not stated in source
IS 16098 (Part 2) | Structured-wall plastics piping systems for non-pressure drainage and sewerage - Specification, Part 2: Pipes and fittings with non-smooth external surface, Type B | 2013 | Current | UNKNOWN |  | Pipes (PVC and GI) | Medium | https://archive.org/details/gov.in.is.16098.2.2013 | IS 16098 | TRUE | replacement not stated in source
SP 57 | Handbook on pipes and fittings for drinking water supply | 1993 | Current | UNKNOWN |  | Pipes (PVC and GI) | High | https://archive.org/details/gov.in.is.sp.57.1993 | SP 57 | FALSE | replacement not stated in source

## 2_Tender_Dataset
Tender ID | Product Family | IS Numbers Cited | Foreign Standards Cited | Count | Outdated Citations | Any Outdated | Document Type | Usability | Source Link | Unmatched Citations
2025_06_13_09_32_05_technical_compliance | Electrical cables and wiring | IS 300; IS 613; IS 3975; IS 4905; IS 5082; IS 5831; IS 7098; IS 8130; IS 9968; IS 10418; IS 10810 |  | 11 |  | Not checked | Text PDF | Usable | https://mkp.gem.gov.in/catalog_data/catalog_support_document/00/58/120/CatalogAttrs/SpecificationDocument/2025/6/13/2025_06_13_09_32_05_technical_compliance_2025-06-13-09-32-06_64b742aa7189962fe54f8a902c5c5aaf.pdf | IS 300; IS 613; IS 3975; IS 4905; IS 5082
1722334397.pdf | Electrical cables and wiring | IS 1255; IS 1554; IS 1554 (Part 1); IS 3961; IS 3975; IS 5831; IS 7098; IS 7098 (Part 1); IS 8130; IS 10418; IS 17573 |  | 11 |  | Not checked | Text PDF | Usable | https://bidplus.gem.gov.in/bidding/bid/documentdownload/6713228/1722334397.pdf | IS 3975; IS 17573
Tender Document-LT Cable.pdf | Electrical cables and wiring | IS 1255; IS 3975; IS 4905; IS 5831; IS 7098; IS 8130; IS 10418; IS 10810 |  | 8 |  | Not checked | Text PDF | Usable | https://cochinport.gov.in/sites/default/files/2020-06/Tender%20Document-LT%20Cable.pdf | IS 3975; IS 4905
1784606099.pdf | Electrical cables and wiring | IS 3975; IS 4905; IS 5831; IS 7098; IS 8130; IS 10418; IS 10810 |  | 7 |  | Not checked | Text PDF | Usable | https://bidplus.gem.gov.in/bidding/bid/documentdownload/9569038/1784606099.pdf | IS 3975; IS 4905
tender_document_pvc_insulated_calbe_2026 | Unclassified |  |  | 0 |  | Not checked | Scanned PDF | Not extractable | https://mkp.gem.gov.in/uploaded_documents/51/16/877/OrderItem/BoqDocument/2026/4/15/tender_document_pvc_insulated_calbe_2026-04-15-16-46-48_e01afd8d94007a330875ea7a6631b7fd.pdf
1776313684.pdf | Electrical cables and wiring | IS 694; IS 5831; IS 8130 |  | 3 |  | No | Text PDF | Usable | https://bidplus.gem.gov.in/bidding/bid/documentdownload/9222285/1776313684.pdf
1729688753_VolumeIII258.pdf | Electrical cables and wiring | IS 204; IS 277; IS 281; IS 694; IS 808; IS 1173; IS 1341; IS 1730; IS 1732; IS 2062; IS 13592; IS 14375 |  | 12 |  | Not checked | Text PDF | Usable | https://epi.gov.in/admin/image/tenders/1729688753_VolumeIII258.pdf | IS 204; IS 277; IS 281; IS 808; IS 1173; IS 1341; IS 1730; IS 1732; IS 2062; IS 14375
1709810880_AddendumI.pdf | Electrical cables and wiring | IS 101; IS 104; IS 158; IS 210; IS 269; IS 277; IS 318; IS 320; IS 325; IS 374; IS 383; IS 415; IS 432; IS 455; IS 456; IS 458; IS 513; IS 516; IS 554; IS 600; IS 613; IS 638; IS 651; IS 655; IS 661; IS 694; IS 702; IS 722; IS 732; IS 771 (Part 1); IS 771 (Part I); IS 774; IS 775; IS 778; IS 779; IS 780; IS 781; IS 783; IS 800; IS 803; IS 806; IS 808; IS 813; IS 814; IS 816; IS 822; IS 875; IS 919; IS 1024; IS 1068; IS 1077; IS 1139; IS 1161; IS 1172; IS 1182; IS 1199; IS 1231; IS 1239; IS 1239 (Part 1); IS 1248; IS 1255; IS 1293; IS 1303; IS 1363; IS 1367; IS 1367 (Part 1); IS 1367 (Part 2); IS 1377; IS 1395; IS 1460; IS 1477; IS 1489; IS 1500; IS 1536; IS 1538; IS 1544; IS 1554; IS 1554 (Part 2); IS 1700; IS 1703; IS 1711; IS 1726; IS 1729; IS 1742; IS 1786; IS 1852; IS 1879; IS 1913; IS 1944; IS 1944 (Part 1); IS 1978; IS 1979; IS 2026; IS 2062; IS 2064; IS 2065; IS 2074; IS 2099; IS 2104; IS 2189; IS 2312; IS 2326; IS 2373; IS 2379; IS 2501; IS 2527; IS 2544; IS 2548 (Part 1); IS 2548 (Part 2); IS 2548 (Part I); IS 2551; IS 2556; IS 2556 (Part 1); IS 2556 (Part 11); IS 2556 (Part 12); IS 2556 (Part 15); IS 2556 (Part 2); IS 2556 (Part 3); IS 2556 (Part 4); IS 2556 (Part 7); IS 2556 (Part 8); IS 2595; IS 2629; IS 2633; IS 2643 (Part 1); IS 2643 (Part 2); IS 2643 (Part 3); IS 2667; IS 2685; IS 2692; IS 2705; IS 2717; IS 2751; IS 2800 (Part II); IS 2834; IS 2906; IS 2932; IS 2963; IS 3025; IS 3043; IS 3114; IS 3144; IS 3156; IS 3231; IS 3311; IS 3427; IS 3452; IS 3468; IS 3502; IS 3588; IS 3589; IS 3600; IS 3646; IS 3658; IS 3696; IS 3696 (Part 1); IS 3696 (Part 2); IS 3757; IS 3854; IS 3950; IS 3989; IS 4000; IS 4007; IS 4014; IS 4038; IS 4111 (Part 1); IS 4127; IS 4232; IS 4260; IS 4346; IS 4353; IS 4711; IS 4722; IS 4759; IS 4853; IS 4889; IS 4894; IS 4926; IS 4985; IS 5082; IS 5312; IS 5312 (Part 1); IS 5329; IS 5334; IS 5382; IS 5414; IS 5455; IS 5578; IS 5831; IS 5832; IS 5961; IS 6005; IS 6159; IS 6249; IS 6297; IS 6392; IS 6411; IS 6418; IS 6553; IS 6603; IS 6619; IS 6639; IS 6665; IS 6875; IS 7090; IS 7098; IS 7098 (Part I); IS 7181; IS 7205; IS 7215; IS 7558; IS 7634 (Part 3); IS 7834 (Part 1); IS 7969; IS 8034; IS 8041; IS 8048; IS 8112; IS 8130; IS 8183; IS 8225; IS 8321; IS 8329; IS 8419; IS 8931; IS 8989; IS 9000; IS 9103; IS 9283; IS 9385; IS 9523; IS 9537; IS 9595; IS 9668; IS 9758; IS 9842; IS 9912; IS 9920; IS 9954; IS 10000; IS 10118; IS 10221; IS 10234; IS 10262; IS 10322; IS 10446; IS 10810; IS 11149; IS 11171; IS 11723; IS 11790; IS 11906; IS 12065; IS 12075; IS 12118; IS 12183 (Part 1); IS 12235 (Part 1); IS 12251; IS 12288; IS 12330; IS 12406; IS 12615; IS 12701; IS 12778; IS 12820; IS 12843; IS 12992; IS 13095; IS 13183; IS 13360 (Part 6); IS 13592; IS 13703; IS 13756; IS 13925; IS 13947; IS 13947 (Part 1); IS 14587; IS 14665 (Part 1); IS 14665 (Part 2); IS 14665 (Part 3); IS 14665 (Part 4); IS 14665 (Part 5); IS 14700; IS 14846; IS 14930 (Part II); IS 15330; IS 15477; IS 15652; IS 15778; IS 15885; IS 15885 (Part 2); IS 16101; IS 16102; IS 16103; IS 16103 (Part 1); IS 16103 (Part 2); IS 16104; IS 16105; IS 16106; IS 16107; IS 16107 (Part 1); IS 16108; IS 16205 (Part 24); IS 16636; IS 19947; IS 23896; IS 60034; IS 61439; IS 62271; IS 62305 |  | 310 |  | Not checked | Text PDF | Multi-scope | https://epi.gov.in/admin/image/tenders/1709810880_AddendumI.pdf
1707995595_Tenderdoc158.pdf | Pipes (PVC and GI) | IS 100; IS 101; IS 104; IS 150; IS 158; IS 164; IS 210; IS 226; IS 269; IS 277; IS 318; IS 320; IS 325; IS 383; IS 432; IS 455; IS 456; IS 458; IS 500; IS 513; IS 516; IS 554; IS 638; IS 651; IS 694; IS 702; IS 736; IS 771 (Part 1); IS 771 (Part I); IS 774; IS 775; IS 778; IS 779; IS 780; IS 781; IS 783; IS 800; IS 803; IS 806; IS 808; IS 813; IS 814; IS 816; IS 822; IS 875 (Part I); IS 919; IS 1024; IS 1068; IS 1077; IS 1139; IS 1161; IS 1172; IS 1182; IS 1199; IS 1239; IS 1239 (Part 1); IS 1303; IS 1363; IS 1364; IS 1367; IS 1367 (Part 1); IS 1367 (Part 2); IS 1377; IS 1395; IS 1477; IS 1489; IS 1500; IS 1536; IS 1538; IS 1554; IS 1554 (Part 2); IS 1700; IS 1703; IS 1711; IS 1726; IS 1729; IS 1742; IS 1786; IS 1852; IS 1879; IS 1893 (Part I); IS 1978; IS 1979; IS 1992; IS 2062; IS 2064; IS 2065; IS 2074; IS 2104; IS 2326; IS 2373; IS 2379; IS 2501; IS 2527; IS 2548 (Part 1); IS 2548 (Part 2); IS 2548 (Part I); IS 2556; IS 2556 (Part 1); IS 2556 (Part 11); IS 2556 (Part 12); IS 2556 (Part 15); IS 2556 (Part 2); IS 2556 (Part 3); IS 2556 (Part 4); IS 2556 (Part 7); IS 2556 (Part 8); IS 2595; IS 2629; IS 2643 (Part 1); IS 2643 (Part 2); IS 2643 (Part 3); IS 2685; IS 2692; IS 2717; IS 2720; IS 2751; IS 2800; IS 2906; IS 2932; IS 2963; IS 3025; IS 3114; IS 3144; IS 3311; IS 3468; IS 3502; IS 3589; IS 3600; IS 3614; IS 3658; IS 3696; IS 3757; IS 3764; IS 3950; IS 3989; IS 4000; IS 4014; IS 4038; IS 4111 (Part 1); IS 4127; IS 4260; IS 4346; IS 4353; IS 4711; IS 4853; IS 4923; IS 4926; IS 4985; IS 5312; IS 5312 (Part 1); IS 5329; IS 5334; IS 5382; IS 5414; IS 5455; IS 5832; IS 5961; IS 6159; IS 6249; IS 6392; IS 6403; IS 6411; IS 6418; IS 6603; IS 6639; IS 7181; IS 7205; IS 7215; IS 7357; IS 7558; IS 7634 (Part 3); IS 7834 (Part 1); IS 7969; IS 8034; IS 8041; IS 8112; IS 8183; IS 8225; IS 8321; IS 8329; IS 8931; IS 9103; IS 9283; IS 9523; IS 9595; IS 9668; IS 9758; IS 9842; IS 9912; IS 9954; IS 10221; IS 10234; IS 10262; IS 10446; IS 11149; IS 11723; IS 11790; IS 11906; IS 12118; IS 12183 (Part 1); IS 12235 (Part 1); IS 12251; IS 12288; IS 12330; IS 12406; IS 12592; IS 12701; IS 12778; IS 12820; IS 12843; IS 12992; IS 13095; IS 13183; IS 13592; IS 13756; IS 14587; IS 14846; IS 15477; IS 15622; IS 15658; IS 15778; IS 23896 |  | 223 |  | Not checked | Text PDF | Multi-scope | https://epi.gov.in/admin/image/tenders/1707995595_Tenderdoc158.pdf
1732271752_Vol-3.pdf | Electrical cables and wiring | IS 383; IS 694; IS 3224; IS 7285; IS 13849; IS 14609; IS 15683 |  | 7 |  | Not checked | Text PDF | Usable | https://epi.gov.in/admin/image/tenders/1732271752_Vol-3.pdf | IS 383; IS 3224; IS 7285; IS 13849; IS 14609; IS 15683
1729169098_Vol-3.pdf | Pipes (PVC and GI) | IS 694; IS 2556; IS 2878; IS 3224; IS 4947; IS 4989 (Part II); IS 6313; IS 7285; IS 10204; IS 12701; IS 13592; IS 13849; IS 14609; IS 15778 |  | 14 |  | Not checked | Text PDF | Usable | https://epi.gov.in/admin/image/tenders/1729169098_Vol-3.pdf | IS 2556; IS 2878; IS 3224; IS 4947; IS 4989 (Part II); IS 6313; IS 7285; IS 10204; IS 12701; IS 13849; IS 14609
NIT-832.pdf | Electrical cables and wiring | IS 694; IS 1554 (Part 2); IS 7098 (Part 1); IS 8231; IS 11143; IS 11654 (Part 3); IS 14927 (Part 2); IS 15541 |  | 8 |  | Not checked | Text PDF | Usable | https://sjvn.nic.in/sites/default/files/2026-07/NIT-832.pdf | IS 8231; IS 11143; IS 11654 (Part 3); IS 15541
NIT_SSI4425P18.pdf | Electrical cables and wiring | IS 694; IS 1554 |  | 2 |  | No | Text PDF | Usable | https://www.oilindia.nic.in/files/oldtender/national/NIT_SSI4425P18.pdf
NIQ07_e45a4a3c-5763-4947-acf8-a4cdeab92f | Unclassified |  |  | 0 |  | Not checked | Other | Not extractable | https://cewacor.nic.in/Document/2024/January/Work_Documents/Applicant_Recno1//NIQ07_e45a4a3c-5763-4947-acf8-a4cdeab92ffd.pdf
b081a080-da25-469a-a3bb-0f8609ea0ce2.pdf | Electrical cables and wiring | IS 193; IS 205; IS 217; IS 251; IS 252; IS 285; IS 362; IS 371; IS 408; IS 493; IS 544; IS 546; IS 694; IS 745; IS 797; IS 853; IS 1118; IS 1155; IS 1171; IS 1341; IS 1374; IS 1540 (Part 1); IS 1660; IS 1664; IS 1848 (Part 1); IS 1862; IS 1883; IS 1932; IS 1961; IS 2215; IS 2257; IS 2319; IS 2323; IS 2556; IS 2556 (Part 7); IS 2561; IS 2587; IS 2932; IS 3313; IS 3473; IS 3576; IS 3818; IS 3959; IS 4106; IS 4199; IS 4308; IS 4364; IS 4811; IS 4955; IS 5321; IS 5969; IS 6831; IS 6850; IS 7056; IS 8231; IS 8331; IS 9220; IS 9523; IS 9629; IS 9740; IS 10322 (Part 5); IS 11375; IS 11656; IS 11833; IS 12334; IS 12717; IS 12817; IS 13095; IS 13262; IS 13656; IS 14255; IS 14756; IS 14982; IS 15449 (Part 1); IS 15532; IS 15658; IS 15683; IS 16097; IS 16102 (Part 2); IS 16218; IS 16301; IS 16468; IS 17636 |  | 83 |  | Not checked | Text PDF | Multi-scope | https://sportsauthorityofindia.nic.in/sai_new/public/assets/uploads/tenders/b081a080-da25-469a-a3bb-0f8609ea0ce2.pdf
Execution_Electrical_Civil_Works_Ground_ | Electrical cables and wiring | IS 277; IS 374; IS 694; IS 733; IS 1285; IS 1391 (Part II); IS 2993; IS 5382; IS 9968; IS 10322; IS 10617; IS 11329; IS 12615; IS 12701; IS 13592; IS 14930 |  | 16 |  | Not checked | Text PDF | Usable | https://www.nia.nic.in/pdf/Execution_Electrical_Civil_Works_Ground_Plus_Two_Building_NIA_Jaipur_28_july_2026.pdf | IS 277; IS 374; IS 733; IS 1285; IS 1391 (Part II); IS 2993; IS 5382; IS 10617; IS 11329; IS 12615; IS 12701
1tlVzErHDraft Tender Document revised.pd | Electrical cables and wiring | IS 273; IS 274 (Part 1); IS 434 (Part 1); IS 513; IS 694; IS 725; IS 841; IS 1570; IS 2089; IS 2615; IS 2745; IS 4572; IS 4722; IS 4770; IS 4953; IS 5604; IS 5991 |  | 17 | IS 434 (Part 1) | Yes | Text PDF | Usable | https://srcodisha.nic.in/tender/1tlVzErHDraft%20Tender%20Document%20revised.pdf | IS 273; IS 274 (Part 1); IS 513; IS 725; IS 841; IS 1570; IS 2089; IS 2615; IS 2745; IS 4572; IS 4722; IS 4770; IS 4953; IS 5604; IS 5991
bo5iuhy.pdf | Unclassified |  |  | 0 |  | Not checked | Other | Not extractable | https://www.moil.nic.in/upload_files/bo5iuhy.pdf
pqr_and_technical_specification_2025-08- | Unclassified |  |  | 0 |  | Not checked | Scanned PDF | Not extractable | https://mkp.gem.gov.in/catalog_data/catalog_support_document/buyer_documents/3528081/54/78/703/CatalogAttrs/SpecificationDocument/2025/8/13/pqr_and_technical_specification_2025-08-13-09-03-29_c751929ec9712d8692be6c6ee778d3ed.pdf
open_tender_enquiry_2026-07-06-18-57-36. | Electrical cables and wiring | IS 694; IS 11967 (Part 1) |  | 2 |  | Not checked | Text PDF | Usable | https://www.ucil.gov.in/public/uploads/open_tender_enquiry/open_tender_enquiry_2026-07-06-18-57-36.pdf | IS 11967 (Part 1)
1486031882490_2315165283.PDF | Electrical cables and wiring | IS 694 |  | 1 |  | No | Text PDF | Usable | https://rcf.indianrailways.gov.in/rcf/notice/1486031882490_2315165283.PDF
1459575864466_507 LoA PGT-POY pump.pdf | Electrical cables and wiring | IS 694 |  | 1 |  | No | Text PDF | Usable | https://sr.indianrailways.gov.in/sr/award/1459575864466_507%20LoA%20PGT-POY%20pump.pdf
TD02_pdf-2022-Apr-28-17-16-30.pdf | Electrical cables and wiring | IS 210; IS 226; IS 282; IS 306; IS 335; IS 383; IS 398; IS 456; IS 516; IS 617; IS 694; IS 732; IS 800; IS 808; IS 816; IS 875; IS 875 (Part III); IS 1180; IS 1255; IS 1387; IS 1608; IS 1786; IS 1897; IS 2004; IS 2026; IS 2062; IS 2074; IS 2099; IS 2108; IS 2141; IS 2309; IS 2629; IS 2633; IS 2705; IS 2705 (Part I); IS 2713; IS 3043; IS 3091; IS 3156; IS 3188; IS 3231; IS 3427; IS 3764; IS 4759; IS 4984; IS 5082; IS 5500; IS 6792; IS 7098; IS 7098 (Part 1); IS 7404 (Part 1); IS 7404 (Part I); IS 8000; IS 8623; IS 9103; IS 10028; IS 10322; IS 11000; IS 12433; IS 12463; IS 13118; IS 13849; IS 13942; IS 13947; IS 15622; IS 15885; IS 60947 |  | 67 |  | Not checked | Text PDF | Multi-scope | https://www.rites.com/Upload/Tender/TD02_pdf-2022-Apr-28-17-16-30.pdf
Tendernotice_1+(15).pdf | Unclassified | IS 1489 |  | 1 |  | Not checked | Text PDF | Usable | https://www.irel.co.in/documents/20126/0/Tendernotice_1+%2815%29.pdf | IS 1489
VolumeIIpartIIItechnicalspecification.pd | Electrical cables and wiring | IS 209; IS 269; IS 278; IS 280; IS 300; IS 335; IS 383; IS 398; IS 432; IS 456; IS 556; IS 617; IS 694; IS 731; IS 800; IS 806; IS 823; IS 940; IS 1161; IS 1230; IS 1239; IS 1340; IS 1343; IS 1363; IS 1367; IS 1521; IS 1554 (Part 1); IS 1646; IS 1678; IS 1729; IS 1742; IS 1755; IS 1785; IS 1786; IS 1852; IS 1892; IS 1904; IS 2016; IS 2062; IS 2121; IS 2121 (Part I); IS 2121 (Part II); IS 2131; IS 2141; IS 2171; IS 2190; IS 2486; IS 2502; IS 2505; IS 2506; IS 2514; IS 2527; IS 2544; IS 2629; IS 2633; IS 2645; IS 2721; IS 2830; IS 2878; IS 2905; IS 2911; IS 2992; IS 3021; IS 3043; IS 3589; IS 4656; IS 4759; IS 4826; IS 5082; IS 5561; IS 5792; IS 6003; IS 6234; IS 6313; IS 6594; IS 6639; IS 6745; IS 6792; IS 7321; IS 7861; IS 8309; IS 8623; IS 9103; IS 9223; IS 9385; IS 9567; IS 9708; IS 9974; IS 10204; IS 10322; IS 11384; IS 11994; IS 12427; IS 13386; IS 13947 |  | 95 |  | Not checked | Text PDF | Multi-scope | https://www.optcl.co.in/Downloads/Tender/VolumeIIpartIIItechnicalspecification.pdf
NEW TENDER FOR MAIN LT PANEL.pdf | Electrical cables and wiring | IS 209; IS 226; IS 374; IS 516; IS 694; IS 732; IS 875; IS 1199; IS 1255; IS 1258; IS 1293; IS 1554; IS 1646; IS 1651; IS 1885; IS 1913; IS 2026; IS 2062; IS 2071; IS 2309; IS 2551; IS 2629; IS 2633; IS 3043; IS 3427; IS 3480; IS 3837; IS 3961; IS 4146; IS 4615; IS 4759; IS 5082; IS 5133; IS 5216; IS 5424; IS 5578; IS 5831; IS 6745; IS 7098; IS 8130; IS 8623; IS 8828; IS 9537; IS 10418; IS 10810; IS 12640; IS 13340; IS 13341; IS 13947 |  | 49 |  | Not checked | Text PDF | Multi-scope | https://nhsrcindia.org/sites/default/files/2021-02/NEW%20TENDER%20FOR%20MAIN%20LT%20PANEL.pdf
NRDA-F1_Optical-Fiber-21092016.pdf | Unclassified |  |  | 0 |  | Not checked | Other | Not extractable | https://navaraipuratalnagar.com/NRDARevampTheme/archive/NRDA-F1_Optical-Fiber-21092016.pdf
cor_26989_1_1.pdf | Unclassified |  |  | 0 |  | Not checked | Text PDF | Extraction failed | https://ntpctender.ntpc.co.in/Uploads/cor_26989_1_1.pdf
tech_job_42668.pdf | Electrical cables and wiring | IS 7098 |  | 1 |  | No | Text PDF | Usable | https://ntpctender.ntpc.co.in/Uploads/tech_job_42668.pdf
job_38921.pdf | Electrical cables and wiring | IS 694; IS 1554 |  | 2 |  | No | Text PDF | Usable | https://ntpctender.ntpc.co.in/Uploads/job_38921.pdf
cor_23388_1_1.pdf | Unclassified |  |  | 0 |  | Not checked | Scanned PDF | Not extractable | https://ntpctender.ntpc.co.in/Uploads/cor_23388_1_1.pdf
job_42668.pdf | Electrical cables and wiring | IS 7098 |  | 1 |  | No | Text PDF | Usable | https://ntpctender.ntpc.co.in/Uploads/job_42668.pdf
TechnicalspecificationVolIIElectrificati | Electrical cables and wiring | IS 165; IS 175; IS 282; IS 306; IS 383; IS 398; IS 456; IS 516; IS 617; IS 702; IS 731; IS 732; IS 800; IS 875; IS 1387; IS 1554; IS 1676; IS 2062; IS 2074; IS 2121 (Part I); IS 2386; IS 2673; IS 3043; IS 3188; IS 5082; IS 5500; IS 6051; IS 6403; IS 7098; IS 8000; IS 8112; IS 8130; IS 9968; IS 11000; IS 12269; IS 12463 |  | 36 | IS 282 | Yes | Text PDF | Usable | https://www.rites.com/Upload/Tender/TechnicalspecificationVolIIElectrificationworks_pdf-2025-Nov-17-09-41-21.pdf | IS 165; IS 175; IS 306; IS 383; IS 456; IS 516; IS 617; IS 702; IS 731; IS 800; IS 875; IS 1387; IS 1676; IS 2062; IS 2074; IS 2121 (Part I); IS 2386; IS 2673; IS 3188; IS 5082; IS 5500; IS 6051; IS 6403; IS 8000; IS 8112; IS 11000; IS 12269; IS 12463
Technical_Bid_pdf-2023-Jul-04-12-7-15.pd | Electrical cables and wiring | IS 277; IS 482; IS 554; IS 636; IS 778; IS 781; IS 848; IS 884; IS 901; IS 903; IS 1068; IS 1239; IS 1239 (Part 2); IS 1239 (Part I); IS 1239 (Part II); IS 1328; IS 1701; IS 1703; IS 1708; IS 1795; IS 1838; IS 2202 (Part I); IS 2365; IS 2546; IS 2548 (Part I); IS 2556; IS 2556 (Part 1); IS 2556 (Part 6); IS 2556 (Part IV); IS 2643; IS 2834; IS 2871; IS 2878; IS 2963; IS 3043; IS 3589; IS 3614 (Part 2); IS 3961; IS 4038; IS 4308; IS 4736; IS 4827; IS 4927; IS 5082; IS 5290; IS 5312; IS 5312 (Part I); IS 5831; IS 7098; IS 8130; IS 8423; IS 8623; IS 8828; IS 8931; IS 9338; IS 9739; IS 9762; IS 10108; IS 10221; IS 10418; IS 10566; IS 11108; IS 13095; IS 13104; IS 13592; IS 13947; IS 14665; IS 14665 (Part III); IS 14735; IS 14845; IS 14846; IS 15622; IS 15645; IS 15961; IS 15965 |  | 75 |  | Not checked | Text PDF | Multi-scope | https://www.rites.com/Upload/Tender/Technical_Bid_pdf-2023-Jul-04-12-7-15.pdf
TD01OTPVUNL_GE_pdf-2024-May-06-16-34-7.p | Electrical cables and wiring | IS 335; IS 375; IS 722 (Part IX); IS 1248; IS 1255; IS 1554; IS 2026; IS 2026 (Part I); IS 2099; IS 2705; IS 3156; IS 3427; IS 3961; IS 3961 (Part 6); IS 5819; IS 5820; IS 6600; IS 7098; IS 10028; IS 10028 (Part II); IS 11171; IS 13118; IS 17048 |  | 23 | IS 375 | Yes | Text PDF | Usable | https://rites.com/Upload/Tender/TD01OTPVUNL_GE_pdf-2024-May-06-16-34-7.pdf | IS 335; IS 722 (Part IX); IS 1248; IS 2026; IS 2026 (Part I); IS 2099; IS 2705; IS 3156; IS 3427; IS 5820; IS 6600; IS 10028; IS 10028 (Part II); IS 11171; IS 13118; IS 17048
02OTTD_pdf-2023-Jun-07-17-20-28.pdf | Electrical cables and wiring | IS 470; IS 694; IS 1120; IS 1239; IS 1651; IS 2036 |  | 6 |  | Not checked | Text PDF | Usable | https://www.rites.com/Upload/Tender/02OTTD_pdf-2023-Jun-07-17-20-28.pdf | IS 470; IS 1120; IS 1239; IS 1651; IS 2036
annexure-i-1567850939.pdf | Unclassified |  |  | 0 |  | Not checked | Scanned PDF | Not extractable | https://tenders.bhel.com/sites/default/files/annexure-i-1567850939.pdf
Item_description_for_GeM_Bid-2021-09-04- | Electrical cables and wiring | IS 694 |  | 1 |  | No | Text PDF | Usable | https://tenders.bhel.com/sites/default/files/Item_description_for_GeM_Bid-2021-09-04-10%3A30%3A35.pdf
GeM-Bidding-3406127_(floated)-2022-05-18 | Electrical cables and wiring | IS 694; IS 5831; IS 8130 |  | 3 |  | No | Text PDF | Usable | https://tenders.bhel.com/sites/default/files/GeM-Bidding-3406127_%28floated%29-2022-05-18-05%3A00%3A51.pdf
GeM-Bidding-3601044-2022-07-19-05:59:43. | Electrical cables and wiring | IS 694; IS 5831; IS 8130 |  | 3 |  | No | Text PDF | Usable | https://tenders.bhel.com/sites/default/files/GeM-Bidding-3601044-2022-07-19-05%3A59%3A43.pdf
9641900060o-1576831839.pdf | Electrical cables and wiring | IS 694 |  | 1 |  | No | Text PDF | Usable | https://tenders.bhel.com/sites/default/files/9641900060o-1576831839.pdf
cable_specification_2024-04-15-17-52-04_ | Electrical cables and wiring | IS 694; IS 5831; IS 8130 |  | 3 |  | No | Text PDF | Usable | https://mkp.gem.gov.in/uploaded_documents/51/16/877/OrderItem/BoqDocument/2024/4/15/cable_specification_2024-04-15-17-52-04_e3c3603ffca7f8bc377c439282575513.pdf
1720497978.pdf | Electrical cables and wiring | IS 694; IS 1554; IS 2982; IS 3961; IS 3975; IS 5831; IS 6380; IS 8130; IS 9676; IS 10418; IS 10810 |  | 11 |  | Not checked | Text PDF | Usable | https://bidplus.gem.gov.in/bidding/bid/documentdownload/6619133/1720497978.pdf | IS 2982; IS 3975; IS 9676
slafds | Electrical cables and wiring | IS 204; IS 208; IS 277; IS 374; IS 383; IS 456; IS 694; IS 710; IS 875; IS 1038; IS 1341; IS 1659; IS 1786; IS 1948; IS 2062; IS 2189; IS 2190; IS 3312; IS 4923; IS 7098; IS 7452; IS 7809; IS 8112; IS 13713; IS 14246; IS 14443; IS 15683; IS 16103; IS 21016 |  | 29 |  | Not checked | Text PDF | Usable | https://fulfilment.gem.gov.in/contract/slafds?fileDownloadPath=SLA_UPLOAD_PATH/2025/Jun/GEM_2025_B_6315579/CLM0010/rfpstore_37522ec4-b5ae-4b27-b4fa1749136334289_GeM_EPO21ER.pdf | IS 204; IS 208; IS 277; IS 374; IS 383; IS 456; IS 710; IS 875; IS 1038; IS 1341; IS 1659; IS 1786; IS 1948; IS 2062; IS 2189; IS 2190; IS 3312; IS 4923; IS 7452; IS 7809; IS 8112; IS 13713; IS 14246; IS 14443; IS 15683; IS 21016
TenderDocument | Unclassified |  |  | 0 |  | Not checked | Other | Not extractable | https://newmangaloreport.gov.in/sites/default/files/2026-09/TenderDocument%20
1787288208.pdf | Electrical cables and wiring | IS 164; IS 277; IS 325; IS 374; IS 456; IS 636; IS 694; IS 732; IS 733; IS 780; IS 816; IS 817 (Part I); IS 884; IS 900; IS 904; IS 933; IS 1161; IS 1180; IS 1239; IS 1239 (Part I); IS 1255; IS 1258; IS 1285; IS 1293; IS 1489 (Part 1); IS 1520; IS 1538; IS 1554; IS 1646; IS 1648; IS 1651; IS 1786; IS 1852; IS 1885; IS 1893; IS 1913; IS 2026; IS 2046; IS 2062; IS 2071; IS 2099; IS 2190; IS 2202 (Part I); IS 2217; IS 2309; IS 2470; IS 2490; IS 2502; IS 2551; IS 2553; IS 2629; IS 2705; IS 2835; IS 2878; IS 3043; IS 3346; IS 3480; IS 3564; IS 3589; IS 3614; IS 3614 (Part II); IS 3837; IS 3844; IS 3861; IS 4000; IS 4029; IS 4146; IS 4326; IS 4351; IS 4615; IS 4648; IS 4733; IS 4764; IS 4923; IS 4926; IS 4984; IS 4985; IS 5132; IS 5133; IS 5216; IS 5290; IS 5312; IS 5329; IS 5424; IS 5578; IS 5600; IS 5611; IS 6279; IS 6280; IS 6315; IS 6441; IS 6908; IS 7022; IS 7098; IS 7098 (Part II); IS 7205; IS 7215; IS 7232; IS 7269; IS 7273; IS 7293; IS 7538; IS 7784; IS 7816; IS 7969; IS 8130; IS 8183; IS 8225; IS 8413; IS 8623; IS 8828; IS 9110; IS 9213; IS 9457; IS 9537; IS 9583; IS 9595; IS 9759; IS 10028 (Part II); IS 10037; IS 10261; IS 10262; IS 10322; IS 10552; IS 10810; IS 11171; IS 12349; IS 12640; IS 13095; IS 13311; IS 13920; IS 13947; IS 14286; IS 14687; IS 14856; IS 16074; IS 16098; IS 16170; IS 16231 (Part 3); IS 60947 (Part I); IS 61701; IS 62305; IS 69947 |  | 143 |  | Not checked | Text PDF | Multi-scope | https://moef.gov.in/storage/tender/1787288208.pdf
Final12.5MVATransformerTD.pdf | Electrical cables and wiring | IS 269; IS 335; IS 398; IS 434; IS 691; IS 692; IS 693; IS 694; IS 722; IS 731; IS 732; IS 875 (Part 3); IS 1200; IS 1200 (Part 1); IS 1200 (Part 27); IS 1255; IS 1554; IS 1573; IS 1596; IS 1646; IS 1753; IS 1778; IS 1791; IS 1818; IS 1893; IS 2026; IS 2062; IS 2099; IS 2121; IS 2147; IS 2222; IS 2309; IS 2386; IS 2448; IS 2486; IS 2505; IS 2516 (Part 1); IS 2544; IS 2551; IS 2629; IS 2633; IS 2705; IS 2720; IS 2982; IS 3034; IS 3035; IS 3043; IS 3070; IS 3156; IS 3156 (Part IV); IS 3202; IS 3231; IS 3385; IS 3637; IS 3639; IS 3764; IS 3961; IS 3975; IS 4082; IS 4146; IS 4237; IS 4288; IS 4759; IS 4826; IS 4988 (Part IV); IS 5082; IS 5216; IS 5350; IS 5561; IS 5578; IS 5613; IS 5621; IS 5819; IS 5831; IS 6005; IS 6380; IS 6474; IS 6553; IS 6600; IS 6875; IS 7098; IS 7391; IS 7569; IS 8119; IS 8130; IS 8187; IS 8309; IS 8468; IS 8478; IS 8623; IS 8828; IS 9000; IS 9103; IS 9224; IS 9348; IS 9537; IS 9921; IS 10027; IS 10028; IS 10242; IS 10314; IS 10322; IS 10810; IS 11954; IS 12943; IS 13118; IS 13573; IS 13947 (Part 5) |  | 108 |  | Not checked | Text PDF | Multi-scope | https://www.iisc.ac.in/wp-content/uploads/2024/12/Final12.5MVATransformerTD.pdf
TS-220kV-2026-06-20-12:28:11.pdf | Electrical cables and wiring | IS 209; IS 228; IS 266; IS 269; IS 277; IS 278; IS 280; IS 325; IS 335; IS 371; IS 375; IS 383; IS 398; IS 418; IS 432; IS 456; IS 516; IS 554; IS 617; IS 636; IS 638; IS 655; IS 659; IS 660; IS 694; IS 722; IS 731; IS 732; IS 737; IS 765; IS 778; IS 780; IS 800; IS 802; IS 803; IS 806; IS 808; IS 814; IS 816; IS 817; IS 875; IS 900; IS 901; IS 902; IS 903; IS 940; IS 996; IS 1069; IS 1079; IS 1146; IS 1161; IS 1172; IS 1182; IS 1199; IS 1231; IS 1239 (Part 1); IS 1248; IS 1255; IS 1258; IS 1293; IS 1363; IS 1364; IS 1367; IS 1448; IS 1520; IS 1521; IS 1534; IS 1538; IS 1554; IS 1566; IS 1569; IS 1573; IS 1599; IS 1608; IS 1651; IS 1652; IS 1742; IS 1753; IS 1778; IS 1785; IS 1786; IS 1811; IS 1893; IS 1903; IS 1913; IS 1944; IS 1978; IS 2026; IS 2026 (Part 1); IS 2062; IS 2064; IS 2065; IS 2071; IS 2090; IS 2099; IS 2121; IS 2140; IS 2147; IS 2148; IS 2165; IS 2171; IS 2206; IS 2208; IS 2215; IS 2223; IS 2233; IS 2253; IS 2254; IS 2312; IS 2379; IS 2418; IS 2470; IS 2486; IS 2514; IS 2544; IS 2551; IS 2595; IS 2629; IS 2633; IS 2643; IS 2645; IS 2667; IS 2678; IS 2685; IS 2705; IS 2713; IS 2721; IS 2878; IS 2906; IS 2959; IS 2982; IS 3025 (Part 1); IS 3034; IS 3043; IS 3063; IS 3069; IS 3070 (Part 2); IS 3116; IS 3138; IS 3156; IS 3202; IS 3231; IS 3323; IS 3324; IS 3346; IS 3347 (Part 1); IS 3347 (Part I); IS 3400; IS 3480; IS 3528; IS 3553; IS 3582; IS 3588; IS 3589; IS 3618; IS 3637; IS 3639; IS 3646; IS 3664; IS 3837; IS 3842; IS 3854; IS 3895; IS 3961; IS 3975; IS 4012; IS 4013; IS 4029; IS 4038; IS 4064; IS 4091; IS 4111 (Part 1); IS 4379; IS 4503; IS 4540; IS 4649; IS 4671; IS 4691; IS 4722; IS 4729; IS 4826; IS 4894; IS 4927; IS 4990; IS 5039; IS 5082; IS 5120; IS 5133; IS 5216; IS 5290; IS 5306; IS 5312; IS 5561; IS 5571; IS 5572; IS 5578; IS 5600; IS 5621; IS 5831; IS 6005; IS 6071; IS 6103; IS 6104; IS 6262; IS 6362; IS 6380; IS 6381; IS 6392; IS 6600; IS 6619; IS 6745; IS 6792; IS 6875; IS 7016; IS 7016 (Part 1); IS 7098; IS 7205; IS 7311; IS 7572; IS 7816; IS 8130; IS 8183; IS 8263; IS 8623; IS 8792; IS 8793; IS 8828; IS 8997; IS 8998; IS 9137; IS 9224; IS 9224 (Part 1); IS 9228; IS 9385; IS 9537; IS 9595; IS 9900; IS 10000; IS 10002; IS 10028 (Part 2); IS 10322; IS 10418; IS 10593; IS 10918; IS 11149; IS 11353; IS 12063; IS 12065; IS 13703; IS 13703 (Part 1); IS 13703 (Part 2); IS 13947; IS 13947 (Part 1); IS 60255; IS 60529; IS 60947; IS 61439 |  | 257 |  | Not checked | Text PDF | Multi-scope | https://tenders.bhel.com/sites/default/files/TS-220kV-2026-06-20-12%3A28%3A11.pdf
Tender_doc-2023-05-10-09:08:56.pdf | Electrical cables and wiring | IS 325; IS 694 (Part I); IS 807; IS 1554; IS 2062; IS 2266; IS 3043; IS 3202; IS 3681; IS 3815; IS 3938; IS 3961; IS 4009; IS 4064; IS 4237; IS 4691; IS 4729; IS 6380; IS 6455; IS 6457; IS 6875; IS 7403; IS 9224; IS 9968; IS 12021; IS 12065; IS 12075; IS 13947 |  | 28 |  | Not checked | Text PDF | Usable | https://tenders.bhel.com/sites/default/files/Tender_doc-2023-05-10-09%3A08%3A56.pdf | IS 325; IS 807; IS 2062; IS 2266; IS 3202; IS 3681; IS 3815; IS 3938; IS 4009; IS 4064; IS 4237; IS 4691; IS 4729; IS 6455; IS 6457; IS 6875; IS 7403; IS 9224; IS 12021; IS 12065; IS 12075; IS 13947
Bhandara - PEB - PB-04-14-15 (latest).p | Electrical cables and wiring | IS 694; IS 800; IS 2062; IS 3043; IS 4759; IS 5831; IS 8130; IS 13573; IS 15652 |  | 9 |  | Not checked | Text PDF | Usable | https://www.bhel.com/sites/default/files/Bhandara%20%20-%20PEB%20-%20PB-04-14-15%20%28latest%29.pdf | IS 800; IS 2062; IS 4759; IS 15652
NIT-IW-010211.pdf | Electrical cables and wiring | IS 191; IS 204; IS 287; IS 303; IS 371; IS 374; IS 375; IS 451; IS 513; IS 617; IS 694; IS 729; IS 733; IS 735; IS 737; IS 848; IS 851; IS 1200; IS 1239; IS 1293; IS 1328; IS 1554; IS 1646; IS 1653; IS 1659; IS 1734; IS 1885; IS 1948; IS 1955; IS 2202; IS 2309; IS 2312; IS 2338; IS 2448; IS 2932; IS 3043; IS 3087; IS 3097; IS 3618; IS 3837; IS 5133; IS 5807; IS 6005; IS 6127; IS 8756; IS 12406; IS 55419 |  | 47 |  | Not checked | Text PDF | Multi-scope | https://tenders.bhel.com/sites/default/files/NIT-IW-010211.pdf
2dc7b6d2-5a27-4328-a07e-8a9f7d453025.pdf | Unclassified | IS 456; IS 516; IS 612; IS 707; IS 733; IS 1003; IS 1038; IS 1081; IS 1199; IS 1285; IS 1489; IS 1868; IS 2190; IS 2386; IS 2835; IS 3989; IS 4043; IS 4925; IS 6057; IS 7088; IS 7969; IS 8112; IS 9103; IS 12330; IS 13753; IS 13755; IS 15622 |  | 27 |  | Not checked | Text PDF | Usable | https://sportsauthorityofindia.nic.in/sai_new/public/assets/uploads/tenders/2dc7b6d2-5a27-4328-a07e-8a9f7d453025.pdf | IS 456; IS 516; IS 612; IS 707; IS 733; IS 1003; IS 1038; IS 1081; IS 1199; IS 1285; IS 1489; IS 1868; IS 2190; IS 2386; IS 2835; IS 3989; IS 4043; IS 4925; IS 6057; IS 7088; IS 7969; IS 8112; IS 9103; IS 12330; IS 13753; IS 13755; IS 15622
1760681753_Updated NIT Docs. Sakshi Hall | Unclassified |  |  | 0 |  | Not checked | Other | Not extractable | https://sportsauthorityofindia.nic.in/sai_new/public/assets/uploads/tenders/1760681753_Updated%20NIT%20Docs.%20Sakshi%20Hall%20
TEC-GR-PI-WIR-009-05-MAR-11.pdf | Electrical cables and wiring | IS 694; IS 2500; IS 8130; IS 9938; IS 13176 |  | 5 |  | Not checked | Text PDF | Usable | https://www.tec.gov.in/pdf/GRFA/TEC-GR-PI-WIR-009-05-MAR-11.pdf | IS 2500; IS 9938; IS 13176
EDTS-026.pdf | Unclassified |  |  | 0 |  | Not checked | Scanned PDF | Not extractable | https://rcf.indianrailways.gov.in/works/uploads/files/EDTS-RCF/EDTS-026.pdf
ets.pdf | Unclassified |  |  | 0 |  | Not checked | Other | Not extractable | https://www.iitb.ac.in/deanpl/tenders/vimage/ets.pdf
CivilPHE.pdf | Unclassified |  |  | 0 |  | Not checked | Other | Not extractable | http://www.iitb.ac.in/deanpl/tenders/A1/CivilPHE.pdf
NIT_1754550851.pdf | Electrical cables and wiring | IS 694; IS 1391; IS 1391 (Part II); IS 2993; IS 9968; IS 10617; IS 11329; IS 12615; IS 18002 |  | 9 |  | Not checked | Text PDF | Usable | https://home.iitd.ac.in/public/storage/tenders_archives/NIT_1754550851.pdf | IS 1391; IS 1391 (Part II); IS 2993; IS 10617; IS 11329; IS 12615; IS 18002
NIT_1775718534.pdf | Electrical cables and wiring | IS 694; IS 1391; IS 1391 (Part II); IS 2993; IS 7098; IS 9968; IS 10617; IS 11329; IS 12615; IS 18002; IS 18728; IS 60947 |  | 12 |  | Not checked | Text PDF | Usable | https://home.iitd.ac.in/public/storage/tenders_archives/NIT_1775718534.pdf | IS 1391; IS 1391 (Part II); IS 2993; IS 10617; IS 11329; IS 12615; IS 18002; IS 18728; IS 60947
nit.pdf | Unclassified |  |  | 0 |  | Not checked | Other | Not extractable | https://www.iitb.ac.in/deanpl/tenders/chemlabr/nit.pdf
NIT_1674122401.pdf | Electrical cables and wiring | IS 374; IS 694; IS 733; IS 1285; IS 1800; IS 1868; IS 12823 |  | 7 |  | Not checked | Text PDF | Usable | https://home.iitd.ac.in/public/storage/tenders_archives/NIT_1674122401.pdf | IS 374; IS 733; IS 1285; IS 1800; IS 1868; IS 12823
1_pdfsam_ntpc-galv-power-jb-1459318729.p | Unclassified |  |  | 0 |  | Not checked | Scanned PDF | Not extractable | https://www.bhel.com/sites/default/files/1_pdfsam_ntpc-galv-power-jb-1459318729.pdf
enquiry-no-29170032_-single-core-6-sqmm- | Electrical cables and wiring | IS 694 |  | 1 |  | No | Text PDF | Usable | https://www.bhel.com/sites/default/files/enquiry-no-29170032_-single-core-6-sqmm-copper-cable-1494916796.pdf
2661500516r-1448959171.pdf | Electrical cables and wiring | IS 100; IS 694; IS 5831; IS 8130 |  | 4 |  | Not checked | Text PDF | Usable | https://www.bhel.com/sites/default/files/2661500516r-1448959171.pdf | IS 100
5010_mv-cables-1428668569.pdf | Electrical cables and wiring | IS 694; IS 1554; IS 7098 |  | 3 |  | No | Text PDF | Usable | https://www.bhel.com/sites/default/files/5010_mv-cables-1428668569.pdf
irs_tc_77_rev3.pdf | Electrical cables and wiring | IS 101; IS 191; IS 617; IS 690; IS 694; IS 715; IS 737; IS 1599; IS 2631; IS 3676; IS 7814; IS 8402; IS 9000 |  | 13 |  | Not checked | Text PDF | Usable | https://rdso.indianrailways.gov.in/works/uploads/File/irs_tc_77_rev3.pdf | IS 101; IS 191; IS 617; IS 690; IS 715; IS 737; IS 1599; IS 2631; IS 3676; IS 7814; IS 8402; IS 9000
specification1_2026-07-08-09-43-46_d42f5 | Electrical cables and wiring | IS 694 |  | 1 |  | No | Text PDF | Usable | https://mkp.gem.gov.in/catalog_data/catalog_support_document/buyer_documents/2836918/54/78/703/CatalogAttrs/SpecificationDocument/2026/7/8/specification1_2026-07-08-09-43-46_d42f56e28739db9adc2b4032e4dc5128.pdf
cable-spec_2022-12-09-11-49-27_dec0d0c70 | Electrical cables and wiring | IS 694; IS 1554 |  | 2 |  | No | Text PDF | Usable | https://mkp.gem.gov.in/uploaded_documents/51/16/877/OrderItem/BoqDocument/2022/12/9/cable-spec_2022-12-09-11-49-27_dec0d0c70bbc28106dd81cbb9ab044d1.pdf
2026_01_05_21_55_13_81020258_2025-12-17- | Electrical cables and wiring | IS 694; IS 694 (Part I) |  | 2 |  | No | Text PDF | Usable | https://mkp.gem.gov.in/catalog_data/catalog_support_document/05/03/716/CatalogAttrs/SpecificationDocument/2026/1/5/2026_01_05_21_55_13_81020258_2025-12-17-10-31-04_d8_2026-01-05-21-55-15_09a11ad373249a870261d03fddff292a.pdf
Anala LIS Budgeary 25 May#.pdf | Unclassified |  |  | 0 |  | Not checked | Other | Not extractable | https://wrd.maharashtra.gov.in/Upload/PDF/Anala%20LIS%20Budgeary%2025%20May%23.pdf
spec_mqap_2026-05-14-16-53-42_9c1706b664 | Unclassified |  |  | 0 |  | Not checked | Scanned PDF | Not extractable | https://mkp.gem.gov.in/catalog_data/catalog_support_document/buyer_documents/3271613/54/78/703/CatalogAttrs/SpecificationDocument/2026/5/14/spec_mqap_2026-05-14-16-53-42_9c1706b6645e3be52e76ebd2fa0fa5b5.pdf
1473329398546_2302160248.PDF | Electrical cables and wiring | IS 694 |  | 1 |  | No | Text PDF | Usable | https://rcf.indianrailways.gov.in/rcf/notice/1473329398546_2302160248.PDF
2B--RDSSInfra-SBDPart-2TS01122021.pdf | Electrical cables and wiring | IS 100; IS 101; IS 104; IS 158; IS 209; IS 228; IS 249; IS 266; IS 280; IS 325; IS 335; IS 375; IS 398; IS 398 (Part 2); IS 398 (Part II); IS 398 (Part IV); IS 458; IS 554; IS 613; IS 617; IS 649; IS 652; IS 694; IS 731; IS 808; IS 823; IS 996; IS 1069; IS 1146; IS 1180; IS 1180 (Part 1); IS 1239; IS 1248; IS 1255; IS 1271; IS 1363; IS 1364; IS 1367; IS 1521; IS 1554; IS 1573; IS 1576; IS 1637; IS 1651; IS 1747; IS 1755; IS 1778; IS 1841; IS 1852; IS 1866; IS 1893; IS 1894; IS 1901; IS 1997; IS 2004; IS 2016; IS 2026; IS 2026 (Part I); IS 2062; IS 2071; IS 2074; IS 2086; IS 2099; IS 2121; IS 2141; IS 2147; IS 2165; IS 2328; IS 2329; IS 2362; IS 2486; IS 2486 (Part I); IS 2486 (Part II); IS 2516; IS 2544; IS 2551; IS 2629; IS 2633; IS 2705; IS 2713; IS 2834; IS 3024; IS 3043; IS 3063; IS 3070; IS 3070 (Part 3); IS 3072; IS 3156; IS 3188; IS 3202; IS 3203; IS 3231; IS 3347; IS 3401; IS 3427; IS 3618; IS 3637; IS 3639; IS 3842; IS 3895; IS 3961; IS 3975; IS 4064; IS 4218; IS 4237; IS 4253; IS 4257; IS 4540; IS 4699; IS 4736; IS 4759; IS 4794; IS 4826; IS 5039; IS 5082; IS 5284; IS 5300; IS 5484; IS 5561; IS 5578; IS 5621; IS 5831; IS 5921; IS 6005; IS 6071; IS 6103; IS 6160; IS 6162; IS 6209; IS 6262; IS 6594; IS 6600; IS 6619; IS 6639; IS 6745; IS 6792; IS 6875; IS 7098; IS 7098 (Part 1); IS 7098 (Part 2); IS 7098 (Part II); IS 7421; IS 7887; IS 8130; IS 8263; IS 8309; IS 8623; IS 8662; IS 8686; IS 8709; IS 9000; IS 9130; IS 9135; IS 9335; IS 9385; IS 9385 (Part I); IS 9402; IS 9511; IS 9920; IS 9921; IS 9954; IS 9997; IS 10027; IS 10028; IS 10418; IS 10462; IS 10462 (Part 1); IS 10810; IS 10918; IS 12048; IS 12063; IS 12444; IS 12672; IS 12729; IS 13118; IS 13134; IS 13410; IS 13411; IS 13497; IS 13703; IS 13703 (Part I); IS 13871; IS 13925; IS 13947; IS 13947 (Part I); IS 13947 (Part III); IS 14255; IS 14697; IS 16102; IS 16102 (Part 1); IS 16102 (Part 2) |  | 191 |  | Not checked | Text PDF | Multi-scope | https://recindia.nic.in/uploads/files/2B--RDSSInfra-SBDPart-2TS01122021.pdf
1528360574full turnkey contract for cons | Electrical cables and wiring | IS 100; IS 101; IS 104; IS 158; IS 209; IS 228; IS 249; IS 266; IS 269; IS 277; IS 278; IS 280; IS 300; IS 325; IS 335; IS 375; IS 383; IS 398; IS 398 (Part 2); IS 398 (Part II); IS 398 (Part IV); IS 432; IS 455; IS 456; IS 458; IS 554; IS 613; IS 617; IS 649; IS 652; IS 694; IS 731; IS 783; IS 802; IS 808; IS 823; IS 875; IS 996; IS 1069; IS 1146; IS 1161; IS 1179; IS 1180; IS 1180 (Part 1); IS 1239; IS 1248; IS 1255; IS 1271; IS 1340; IS 1363; IS 1364; IS 1367; IS 1489; IS 1521; IS 1554; IS 1573; IS 1576; IS 1637; IS 1651; IS 1729; IS 1747; IS 1755; IS 1778; IS 1786; IS 1841; IS 1852; IS 1866; IS 1875; IS 1892; IS 1893; IS 1894; IS 1901; IS 1904; IS 1911; IS 1997; IS 2004; IS 2016; IS 2026; IS 2026 (Part I); IS 2062; IS 2071; IS 2074; IS 2086; IS 2099; IS 2121; IS 2141; IS 2147; IS 2165; IS 2171; IS 2328; IS 2329; IS 2362; IS 2386; IS 2486; IS 2486 (Part I); IS 2486 (Part II); IS 2488; IS 2502; IS 2509; IS 2516; IS 2544; IS 2546; IS 2551; IS 2553; IS 2629; IS 2633; IS 2645; IS 2705; IS 2713; IS 2721; IS 2762; IS 2834; IS 2835; IS 2878; IS 2925; IS 2974; IS 3024; IS 3035; IS 3043; IS 3063; IS 3070; IS 3070 (Part 3); IS 3072; IS 3156; IS 3188; IS 3202; IS 3203; IS 3231; IS 3347; IS 3370; IS 3370 (Part I); IS 3401; IS 3427; IS 3502; IS 3521; IS 3618; IS 3637; IS 3639; IS 3842; IS 3895; IS 3961; IS 3975; IS 4064; IS 4091; IS 4218; IS 4237; IS 4253; IS 4257; IS 4540; IS 4697; IS 4699; IS 4736; IS 4759; IS 4770; IS 4794; IS 4800; IS 4826; IS 5039; IS 5082; IS 5284; IS 5300; IS 5484; IS 5553; IS 5561; IS 5578; IS 5621; IS 5831; IS 5921; IS 6005; IS 6071; IS 6103; IS 6160; IS 6162; IS 6209; IS 6262; IS 6313; IS 6594; IS 6600; IS 6619; IS 6639; IS 6745; IS 6792; IS 6875; IS 7098; IS 7098 (Part 1); IS 7098 (Part 2); IS 7098 (Part II); IS 7421; IS 7887; IS 8130; IS 8263; IS 8309; IS 8623; IS 8662; IS 8686; IS 8709; IS 9000; IS 9103; IS 9130; IS 9135; IS 9335; IS 9385; IS 9385 (Part I); IS 9402; IS 9511; IS 9920; IS 9921; IS 9954; IS 9997; IS 10027; IS 10028; IS 10418; IS 10462; IS 10462 (Part 1); IS 10601; IS 10810; IS 10918; IS 11000 (Part 2); IS 11731; IS 12048; IS 12063; IS 12444; IS 12672; IS 12729; IS 13118; IS 13134; IS 13410; IS 13411; IS 13497; IS 13703; IS 13703 (Part I); IS 13779; IS 13871; IS 13925; IS 13947; IS 13947 (Part I); IS 13947 (Part II); IS 13947 (Part III); IS 14255; IS 14697; IS 14772; IS 15707; IS 15959; IS 16102; IS 16102 (Part 1); IS 16102 (Part 2) |  | 246 |  | Not checked | Text PDF | Multi-scope | https://recindia.nic.in/uploads/corrigendum/1528360574full%20turnkey%20contract%20for%20construction%20of%2011kv%20line%20installation%20augmentation%20of%20distribution%20transformers%20along%20with%20other%20associated%20works%20in%20leh%20and%20kargil%20towns%20on%20turnkey%20basis%20under%20rapdrp%20partb.pdf
ENQ 074 DOCUMENTS PART 2.pdf | Unclassified |  |  | 0 |  | Not checked | Scanned PDF | Not extractable | https://bhel.com/sites/default/files/ENQ%20074%20DOCUMENTS%20PART%202.pdf
Tender (21).pdf | Electrical cables and wiring | IS 350; IS 694; IS 1554; IS 2062; IS 3975; IS 5831; IS 7098; IS 8130; IS 9595; IS 10178; IS 10322; IS 10418; IS 14930 |  | 13 |  | Not checked | Text PDF | Usable | https://newmangaloreport.gov.in/sites/default/files/2026-09/Tender%20%2821%29.pdf | IS 350; IS 2062; IS 3975; IS 9595; IS 10178
GetTenderAttachment | Unclassified | IS 280 |  | 1 |  | Not checked | Text PDF | Usable | https://celindia.co.in/Image/GetTenderAttachment?tenderAttachmentID=24573 | IS 280
scope_f_2024-01-18-16-06-49_1abb86402620 | Electrical cables and wiring | IS 692; IS 694; IS 1554; IS 5831; IS 6380; IS 7098; IS 8130; IS 9968; IS 10810 |  | 9 |  | No | Text PDF | Usable | https://mkp.gem.gov.in/catalog_data/catalog_support_document/buyer_documents/1862064/54/78/703/CatalogAttrs/SpecificationDocument/2024/1/18/scope_f_2024-01-18-16-06-49_1abb86402620599616d25e592c8b7224.pdf
1654861443_CORR.PDF | Unclassified |  |  | 0 |  | Not checked | Scanned PDF | Not extractable | https://vpt.shipping.gov.in/admin_assets/uploads/1654861443_CORR.PDF
detail tender notice for Electrical N Ba | Electrical cables and wiring | IS 694; IS 875; IS 7098; IS 9537; IS 12640; IS 60898; IS 60947 |  | 7 |  | Not checked | Text PDF | Usable | https://gmda.assam.gov.in/sites/default/files/swf_utility_folder/departments/gmda_webcomindia_org_oid_4/menu/right_menu/right_menu/detail%20tender%20notice%20for%20Electrical%20N%20Bank%20Ropeway.pdf | IS 875; IS 12640; IS 60898; IS 60947
docHi2018115163834.pdf | Pipes (PVC and GI) | IS 100; IS 210; IS 269; IS 383; IS 427; IS 428; IS 432; IS 452; IS 456; IS 458; IS 516; IS 554; IS 651; IS 694; IS 733; IS 774; IS 775; IS 778; IS 780; IS 781; IS 782; IS 783; IS 1077; IS 1139; IS 1199; IS 1200; IS 1239; IS 1285; IS 1542; IS 1566; IS 1570; IS 1661; IS 1703; IS 1726; IS 1786; IS 1791; IS 1868; IS 1879; IS 1879 (Part 1); IS 1932; IS 1979; IS 2095; IS 2326; IS 2379; IS 2386; IS 2386 (Part III); IS 2402; IS 2502; IS 2505; IS 2509; IS 2548; IS 2556; IS 2645; IS 2667; IS 2692; IS 2722; IS 2800 (Part I); IS 3025; IS 3043; IS 3370; IS 3419; IS 3564; IS 3646; IS 3989; IS 4031; IS 4097; IS 4691; IS 4736; IS 4984; IS 4985; IS 5382; IS 5410; IS 5411; IS 6946; IS 7231; IS 8112; IS 8931; IS 9013; IS 10262; IS 10910; IS 11149; IS 11189; IS 12269; IS 12818; IS 12823; IS 13095; IS 13311 (Part 2); IS 13311 (Part I); IS 13592; IS 13952; IS 14333; IS 14697; IS 15622 |  | 93 |  | Not checked | Text PDF | Multi-scope | https://agriportal.cg.nic.in/MANDI/%E0%A4%A8%E0%A4%BF%E0%A4%B5%E0%A4%BF%E0%A4%A6%E0%A4%BETender/201811/docHi2018115163834.pdf
2b-technical-spec-2_nabinagar-1434103220 | Electrical cables and wiring | IS 280; IS 374; IS 458; IS 513; IS 694; IS 2062; IS 2418; IS 2629; IS 2713; IS 8130; IS 8309; IS 9537; IS 9800; IS 9974; IS 10322; IS 10418 |  | 16 |  | Not checked | Text PDF | Usable | https://www.bhel.com/sites/default/files/2b-technical-spec-2_nabinagar-1434103220.pdf | IS 280; IS 374; IS 458; IS 513; IS 2062; IS 2629; IS 2713; IS 9800
tech_spec-2023-03-15-11:53:32.pdf | Electrical cables and wiring | IS 694; IS 5831; IS 8130; IS 10810 |  | 4 |  | No | Text PDF | Usable | https://tenders.bhel.com/sites/default/files/tech_spec-2023-03-15-11%3A53%3A32.pdf
tb-409-510-016-rev-00-1591763779.pdf | Electrical cables and wiring | IS 209; IS 228; IS 277; IS 280; IS 325; IS 335; IS 398; IS 418; IS 617; IS 655; IS 659; IS 660; IS 694; IS 722; IS 732; IS 737; IS 800; IS 802; IS 806; IS 808; IS 814; IS 816; IS 817; IS 875; IS 940; IS 1079; IS 1161; IS 1182; IS 1231; IS 1239 (Part 1); IS 1248; IS 1255; IS 1258; IS 1293; IS 1363; IS 1364; IS 1448; IS 1520; IS 1521; IS 1534; IS 1554; IS 1569; IS 1599; IS 1608; IS 1753; IS 1778; IS 1893; IS 1913; IS 1944; IS 1978; IS 2026; IS 2062; IS 2071; IS 2099; IS 2121; IS 2147; IS 2148; IS 2165; IS 2171; IS 2208; IS 2215; IS 2233; IS 2254; IS 2312; IS 2418; IS 2551; IS 2595; IS 2629; IS 2633; IS 2667; IS 2705; IS 2713; IS 2878; IS 2982; IS 3034; IS 3043; IS 3063; IS 3069; IS 3070 (Part 2); IS 3138; IS 3156; IS 3231; IS 3323; IS 3324; IS 3347 (Part 1); IS 3400; IS 3480; IS 3528; IS 3553; IS 3588; IS 3589; IS 3639; IS 3646; IS 3664; IS 3837; IS 3842; IS 3854; IS 3961; IS 3975; IS 4012; IS 4013; IS 4029; IS 4379; IS 4503; IS 4649; IS 4671; IS 4691; IS 4722; IS 4729; IS 4826; IS 4894; IS 5039; IS 5082; IS 5120; IS 5133; IS 5216; IS 5561; IS 5571; IS 5578; IS 5831; IS 6005; IS 6103; IS 6104; IS 6262; IS 6380; IS 6392; IS 6600; IS 6745; IS 6792; IS 7098; IS 7205; IS 7572; IS 7816; IS 8130; IS 8183; IS 8263; IS 8623; IS 8792; IS 8793; IS 8828; IS 8997; IS 8998; IS 9137; IS 9224; IS 9224 (Part 1); IS 9228; IS 9537; IS 9595; IS 9900; IS 10000; IS 10002; IS 10028 (Part 2); IS 10322; IS 10418; IS 11149; IS 11353; IS 12063; IS 12065; IS 13703; IS 13703 (Part 1); IS 13703 (Part 2); IS 13947; IS 13947 (Part 1) |  | 163 |  | Not checked | Text PDF | Multi-scope | https://www.bhel.com/sites/default/files/tb-409-510-016-rev-00-1591763779.pdf
Anex I to Corg 01.pdf | Electrical cables and wiring | IS 694; IS 1700 |  | 2 |  | Not checked | Text PDF | Usable | https://tenders.bhel.com/sites/default/files/Anex%20I%20to%20Corg%2001.pdf | IS 1700
020820231736-PRICE BIDELECTRICAL WORK.pd | Unclassified |  |  | 0 |  | Not checked | Text PDF | Extraction failed | https://sbi.bank.in/webapp/webfiles/uploads/files_2324/020820231736-PRICE%20BIDELECTRICAL%20WORK.pdf
Electricalitems.pdf | Unclassified |  |  | 0 |  | Not checked | Text PDF | Extraction failed | https://gbpiet.ac.in/wp-content/uploads/2026/02/Electricalitems.pdf
document_-56_2024-10-17-13-31-33_20c3963 | Electrical cables and wiring | IS 694 |  | 1 |  | No | Text PDF | Usable | https://mkp.gem.gov.in/catalog_data/catalog_support_document/buyer_documents/1906744/54/78/703/CatalogAttrs/SpecificationDocument/2024/10/17/document_-56_2024-10-17-13-31-33_20c3963a8b6f35a79cb4cbae60be3346.pdf
cable_2024-03-16-16-41-09_abef81b747b7be | Electrical cables and wiring | IS 694; IS 5831; IS 8130 |  | 3 |  | No | Text PDF | Usable | https://mkp.gem.gov.in/catalog_data/catalog_support_document/buyer_documents/917607/54/78/703/CatalogAttrs/SpecificationDocument/2024/3/16/cable_2024-03-16-16-41-09_abef81b747b7bedd303cad6581f47d86.pdf
2026_05_13_11_45_22_cataloge_2026-05-13- | Electrical cables and wiring | IS 691; IS 694; IS 1554; IS 3975; IS 4289; IS 5608; IS 5831; IS 6746; IS 7098; IS 8130; IS 8784; IS 9968; IS 10418; IS 10810 |  | 14 | IS 691 | Yes | Text PDF | Usable | https://mkp.gem.gov.in/catalog_data/catalog_support_document/77/72/230/CatalogAttrs/SpecificationDocument/2026/5/13/2026_05_13_11_45_22_cataloge_2026-05-13-11-45-25_ee174c4916aa4c2ac67e4f8ade8b181d.pdf | IS 3975; IS 5608; IS 6746; IS 8784
1776058545.pdf | Electrical cables and wiring | IS 694; IS 5831; IS 8130 |  | 3 |  | No | Text PDF | Usable | https://bidplus.gem.gov.in/bidding/bid/documentdownload/9215312/1776058545.pdf
EM_SOR10_06_2026.pdf | Electrical cables and wiring | IS 277; IS 302 (Part 1); IS 355; IS 371; IS 374; IS 398; IS 418; IS 555; IS 694; IS 722 (Part 1); IS 722 (Part 2); IS 722 (Part 3); IS 722 (Part 5); IS 722 (Part 7); IS 722 (Part 8); IS 722 (Part 9); IS 732; IS 875; IS 875 (Part 3); IS 875 (Part III); IS 1169; IS 1180; IS 1239; IS 1248 (Part 1); IS 1248 (Part 2); IS 1248 (Part 3); IS 1248 (Part 4); IS 1248 (Part 5); IS 1258; IS 1293; IS 1322; IS 1476; IS 1534 (Part 1); IS 1554; IS 1554 (Part 1); IS 1569; IS 1653; IS 1777; IS 1885; IS 1885 (Part 1); IS 1885 (Part 11); IS 1885 (Part 16); IS 1885 (Part 17); IS 1885 (Part 9); IS 1911; IS 1913 (Part 1); IS 1947; IS 2062; IS 2086; IS 2147; IS 2183; IS 2189; IS 2206 (Part 1); IS 2208; IS 2215; IS 2268; IS 2309; IS 2312; IS 2412; IS 2418 (Part 1); IS 2448 (Part 1); IS 2551; IS 2667; IS 2672; IS 2675; IS 2705 (Part 1); IS 2705 (Part 2); IS 2705 (Part 3); IS 2705 (Part 4); IS 2713; IS 2959; IS 2992; IS 2997; IS 3043; IS 3287; IS 3323; IS 3324; IS 3412; IS 3419; IS 3480; IS 3528; IS 3553; IS 3588; IS 3589; IS 3646 (Part 1); IS 3646 (Part 2); IS 3646 (Part 3); IS 3837; IS 3854; IS 3961 (Part 1); IS 3963; IS 4064 (Part 1); IS 4146; IS 4160; IS 4201; IS 4237; IS 4283; IS 4288; IS 4289 (Part 1); IS 4347; IS 4615; IS 4648; IS 4736; IS 4770; IS 4894; IS 5039; IS 5133 (Part 1); IS 5216; IS 5424; IS 5547; IS 5578; IS 5728; IS 6236; IS 6272; IS 6616; IS 6665; IS 6875 (Part 1); IS 6875 (Part 2); IS 6875 (Part 3); IS 6946; IS 6949; IS 7023; IS 7098; IS 7537; IS 7752 (Part 1); IS 8030; IS 8061; IS 8187; IS 8530; IS 8544 (Part 1); IS 8544 (Part 2); IS 8544 (Part 3); IS 8544 (Part 4); IS 8623; IS 8623 (Part 1); IS 8724; IS 8828; IS 8884; IS 9224 (Part 1); IS 9224 (Part 2); IS 9537; IS 9537 (Part 1); IS 9537 (Part 2); IS 9537 (Part 4); IS 9537 (Part 5); IS 9583; IS 9900 (Part 1); IS 9926; IS 9974 (Part 1); IS 10027; IS 10118; IS 10322; IS 10322 (Part 2); IS 10322 (Part 5); IS 10500; IS 11037; IS 11353; IS 12021; IS 12155; IS 12640; IS 12640 (Part 2); IS 13032; IS 13095; IS 13118; IS 13234; IS 13703 (Part 1); IS 13703 (Part 2); IS 13947 (Part 1); IS 13947 (Part 3); IS 13947 (Part 4); IS 13947 (Part 5); IS 14665 (Part 2); IS 14665 (Part 3); IS 14724; IS 14768 (Part 2); IS 14772; IS 14930 (Part II); IS 15222; IS 15683; IS 60898; IS 60947 |  | 181 |  | Not checked | Text PDF | Multi-scope | https://pwd.cg.nic.in/CurrentEvents/EM_SOR10_06_2026.pdf
Vol-II.pdf | Electrical cables and wiring | IS 277; IS 375; IS 655; IS 692; IS 694; IS 722; IS 732; IS 737; IS 1000; IS 1246; IS 1248; IS 1255; IS 1293; IS 1554; IS 1554 (Part I); IS 1646; IS 1885; IS 2147; IS 2208; IS 2312; IS 2448; IS 2516 (Part I); IS 2675; IS 2705; IS 2705 (Part I); IS 2834; IS 3043; IS 3072; IS 3072 (Part I); IS 3156; IS 3837; IS 3843; IS 3961; IS 4047; IS 4064; IS 4237; IS 4710; IS 5082; IS 5133 (Part I); IS 6005; IS 6875; IS 8623; IS 8828; IS 9537; IS 13947 |  | 45 |  | Not checked | Text PDF | Multi-scope | https://www.birac.nic.in/webcontent/Vol-II.pdf
1713258165_GeM-Bidding-6308192.pdf | Electrical cables and wiring | IS 694; IS 1391 (Part 2) |  | 2 |  | Not checked | Text PDF | Usable | https://sportsauthorityofindia.nic.in/sai_new/public/assets/uploads/tenders/1713258165_GeM-Bidding-6308192.pdf | IS 1391 (Part 2)
TENDER_DOC-2025-07-25-09:22:57.pdf | Electrical cables and wiring | IS 694; IS 1554; IS 5026; IS 5831; IS 8130; IS 10810; IS 10810 (Part 20) |  | 7 |  | Not checked | Text PDF | Usable | https://tenders.bhel.com/sites/default/files/TENDER_DOC-2025-07-25-09%3A22%3A57.pdf | IS 5026
pqr-pvc-wires-1559025882.pdf | Unclassified |  |  | 0 |  | Not checked | Scanned PDF | Not extractable | https://www.bhel.com/sites/default/files/pqr-pvc-wires-1559025882.pdf
1763637938.pdf | LED lighting | IS 10322; IS 10322 (Part 5); IS 12063; IS 16101; IS 16102; IS 16103; IS 16104; IS 16106; IS 16107; IS 16108 |  | 10 |  | Not checked | Text PDF | Usable | https://bidplus.gem.gov.in/bidding/bid/documentdownload/8614475/1763637938.pdf | IS 12063
open_tender_enquiry_2025-09-13-20-14-33. | LED lighting | IS 10322 (Part 5); IS 16102 |  | 2 |  | No | Text PDF | Usable | https://ucil.gov.in/public/uploads/open_tender_enquiry/open_tender_enquiry_2025-09-13-20-14-33.pdf
Notice Inviting Tender - Jaipur_p.pdf | Electrical cables and wiring | IS 101; IS 116; IS 159; IS 226; IS 375; IS 401; IS 513; IS 516; IS 655; IS 694; IS 710; IS 722; IS 732; IS 813; IS 816; IS 1087; IS 1199; IS 1248; IS 1293; IS 1328; IS 1554; IS 1554 (Part I); IS 1567; IS 1651; IS 1653; IS 1771; IS 1818; IS 1822; IS 2046; IS 2095; IS 2147; IS 2148; IS 2176; IS 2189; IS 2251; IS 2268; IS 2274; IS 2309; IS 2418; IS 2419; IS 2509; IS 2516; IS 2607; IS 2667; IS 2675; IS 2705; IS 2878; IS 2959; IS 3043; IS 3072; IS 3106; IS 3156; IS 3202; IS 3231; IS 3427; IS 3700; IS 3837; IS 3854; IS 3961; IS 3975; IS 4047; IS 4237; IS 4615; IS 4736; IS 4905; IS 4925; IS 5133; IS 5216; IS 5571; IS 5578; IS 5820; IS 5831; IS 5892; IS 5908; IS 6381; IS 6553; IS 6875; IS 6925; IS 6946; IS 7098; IS 7098 (Part I); IS 8130; IS 8623; IS 9000 (Part 6); IS 9103; IS 10418; IS 11360; IS 12063; IS 12640; IS 13947; IS 14700; IS 15652; IS 15885; IS 16004; IS 16102 |  | 95 |  | Not checked | Text PDF | Multi-scope | https://www.sebi.gov.in/sebi_data/commondocs/aug-2026/Notice%20Inviting%20Tender%20-%20Jaipur_p.pdf
LaturQuatation.pdf | LED lighting | IS 1161; IS 1944; IS 4736; IS 10322 (Part 5); IS 14286; IS 16046; IS 16077; IS 16101; IS 16102; IS 16103; IS 16106; IS 16107; IS 16221; IS 16221 (Part 1); IS 16221 (Part 2); IS 16270; IS 61730 (Part 1); IS 61730 (Part 2) |  | 18 |  | Not checked | Text PDF | Usable | https://www.mahaurja.maharashtra.gov.in/Site/Upload/pdf/LaturQuatation.pdf | IS 1161; IS 4736; IS 14286; IS 16046; IS 16077; IS 16221; IS 16221 (Part 1); IS 16221 (Part 2); IS 16270; IS 61730 (Part 1); IS 61730 (Part 2)
item_specs_2026-03-16-10-45-41_57005106e | LED lighting | IS 16102 |  | 1 |  | No | Text PDF | Usable | https://mkp.gem.gov.in/catalog_data/catalog_support_document/buyer_documents/2990218/54/78/703/CatalogAttrs/SpecificationDocument/2026/3/16/item_specs_2026-03-16-10-45-41_57005106eb836665d5951f8e2c2d69f7.pdf
96cc81efc17b90d3d438e42d937b7112.pdf | LED lighting | IS 16102 |  | 1 |  | No | Text PDF | Usable | https://roap.esic.gov.in/attachments/tenderfile/96cc81efc17b90d3d438e42d937b7112.pdf
1747047020.pdf | Electrical cables and wiring | IS 9968; IS 10322; IS 10322 (Part 1) |  | 3 |  | No | Text PDF | Usable | https://bidplus.gem.gov.in/bidding/bid/documentdownload/7831683/1747047020.pdf
1756872380_supplyandinstallationoffalsec | LED lighting | IS 10322; IS 10322 (Part 5) |  | 2 |  | No | Text PDF | Usable | https://www.icmr.gov.in/icmrobject/uploads/Tender/1756872380_supplyandinstallationoffalseceilingsandledpanelingymfacility.pdf
GeM-Bidding-3958710 (1).pdf | LED lighting | IS 10322; IS 10322 (Part 1); IS 16107; IS 16107 (Part 2) |  | 4 |  | No | Text PDF | Usable | https://newmangaloreport.gov.in/sites/default/files/2022-11/GeM-Bidding-3958710%20%281%29.pdf
1756973264.pdf | LED lighting | IS 10322 (Part 5); IS 15885 (Part 2); IS 16106 |  | 3 |  | No | Text PDF | Usable | https://bidplus.gem.gov.in/bidding/bid/documentdownload/8308199/1756973264.pdf
posts-90-bid-document-vol-i.pdf | LED lighting | IS 1367; IS 1944; IS 2016; IS 3063; IS 4759; IS 5831; IS 10322; IS 10322 (Part 1); IS 10322 (Part 5); IS 15885 (Part 2); IS 16103; IS 16104; IS 16105; IS 16106; IS 16107; IS 16107 (Part 2); IS 16108 |  | 17 |  | Not checked | Text PDF | Usable | https://aizawlsmartcity.mizoram.gov.in/uploads/attachments/931c8bf87c74224e9bd83dc2d98643c5/posts-90-bid-document-vol-i.pdf | IS 1367; IS 2016; IS 3063; IS 4759
2026_01_07_14_07_57_1650wledspeccoalind_ | LED lighting | IS 10322; IS 10322 (Part 5); IS 15885 (Part 2); IS 16105; IS 16106; IS 16107 (Part 2) |  | 6 |  | No | Text PDF | Usable | https://mkp.gem.gov.in/catalog_data/catalog_support_document/55/77/082/CatalogAttrs/SpecificationDocument/2026/1/7/2026_01_07_14_07_57_1650wledspeccoalind_2026-01-07-14-07-59_571449720676c6bd30a80c4c0c205c67.pdf
technicalspecification_2023-11-30-09-46- | LED lighting | IS 875 (Part 3); IS 10322; IS 10322 (Part 1); IS 10322 (Part 5); IS 15885 (Part 2); IS 16102; IS 16102 (Part 1); IS 16103; IS 16104; IS 16105; IS 16106; IS 16107; IS 16107 (Part 2); IS 16108 |  | 14 |  | Not checked | Text PDF | Usable | https://mkp.gem.gov.in/uploaded_documents/51/16/877/OrderItem/BoqDocument/2023/11/30/technicalspecification_2023-11-30-09-46-42_bed78d5c1faec4ee563b35def7ab9ebd.pdf | IS 875 (Part 3)
1692427289.pdf | LED lighting | IS 10322; IS 10322 (Part 1); IS 10322 (Part 5); IS 15885 (Part 2); IS 16103 (Part 2); IS 16104; IS 16105; IS 16106; IS 16107; IS 16107 (Part 2); IS 16108 |  | 11 |  | No | Text PDF | Usable | https://bidplus.gem.gov.in/bidding/bid/documentdownload/5201418/1692427289.pdf
specification_and_pqc-90_w_led_street_li | LED lighting | IS 10322; IS 10322 (Part 1); IS 16103; IS 16106; IS 16107; IS 16108 |  | 6 |  | No | Text PDF | Usable | https://mkp.gem.gov.in/catalog_data/catalog_support_document/buyer_documents/1192393/54/78/703/CatalogAttrs/SpecificationDocument/2024/3/26/specification_and_pqc-90_w_led_street_light_2024-03-26-14-59-15_78f6c4b666ab8bf4c2808b4ba113ffd6.pdf
TD.pdf | LED lighting | IS 10322; IS 15885 |  | 2 |  | No | Text PDF | Usable | https://www.cochinport.gov.in/sites/default/files/2021-03/TD.pdf
Expression of Interest of LED 02-07-2026 | Unclassified |  |  | 0 |  | Not checked | Scanned PDF | Not extractable | http://www.municipaladmn.gov.in/sites/municipaladmn.gov.in/files/Expression%20of%20Interest%20of%20LED%2002-07-2026.pdf
LED.pdf | Electrical cables and wiring | IS 1800; IS 7098; IS 14930 |  | 3 |  | Not checked | Text PDF | Usable | https://www.iitrpr.ac.in/api/tender-file/181/LED.pdf | IS 1800
tender_et46_iwd_2215_gym.pdf | Electrical cables and wiring | IS 456; IS 460; IS 612; IS 733; IS 875; IS 1285; IS 1489; IS 1786; IS 1800; IS 1856; IS 1868; IS 4925; IS 6057; IS 6477; IS 7088; IS 7098 (Part 1); IS 9103 |  | 17 |  | Not checked | Text PDF | Usable | https://iitbhu.ac.in/contents/institute/2025/tender/tender_et46_iwd_2215_gym.pdf | IS 456; IS 460; IS 612; IS 733; IS 875; IS 1285; IS 1489; IS 1786; IS 1800; IS 1856; IS 1868; IS 4925; IS 6057; IS 6477; IS 7088; IS 9103
Tender_11e9b05402baf4a4a8b8020000057988. | LED lighting | IS 100; IS 1161; IS 4736; IS 10322 (Part 5) |  | 4 |  | Not checked | Text PDF | Usable | https://www.creda.co.in/Image/Tender_11e9b05402baf4a4a8b8020000057988.pdf | IS 100; IS 1161; IS 4736
042_Tender Document.pdf | LED lighting | IS 16101 |  | 1 |  | No | Text PDF | Usable | https://iitpkd.ac.in/sites/default/files/2025-05/042_Tender%20Document.pdf
ETH_8000088787_150525.pdf | Unclassified | IS 150; IS 226; IS 875; IS 2062; IS 2629; IS 2633; IS 4759 |  | 7 |  | Not checked | Text PDF | Usable | https://r3app.mcgm.gov.in/irj/go/km/docs/documents/Tenders/ETH/ETH_8000088787_150525.pdf | IS 150; IS 226; IS 875; IS 2062; IS 2629; IS 2633; IS 4759
Document Bid merged.pdf | LED lighting | IS 10322; IS 10322 (Part 5); IS 16102; IS 16107 |  | 4 |  | No | Text PDF | Usable | https://chennaiport.gov.in/api/static/default/tendor/Document%20%20Bid%20merged.pdf
TechSpeciSolar.pdf | LED lighting | IS 694; IS 822; IS 875; IS 1079; IS 1161; IS 1944; IS 2629; IS 2633; IS 3043; IS 4736; IS 4759; IS 5120; IS 5624; IS 6403; IS 6745; IS 7215; IS 9283; IS 9968 (Part 1); IS 10322 (Part 5); IS 11346; IS 12762; IS 12933; IS 14286; IS 14536; IS 16077; IS 16101; IS 16102; IS 16103; IS 16106; IS 16107; IS 16169; IS 16221; IS 16270; IS 16368; IS 16542; IS 16543; IS 16544; IS 16648; IS 16648 (Part 1); IS 16648 (Part 2); IS 16648 (Part 4); IS 17210 (Part 1); IS 60034; IS 60947; IS 61683; IS 61701; IS 61730; IS 61730 (Part I) |  | 48 |  | Not checked | Text PDF | Multi-scope | https://www.mahaurja.maharashtra.gov.in/Site/Upload/pdf/TechSpeciSolar.pdf
202604151894174867.pdf | Electrical cables and wiring | IS 694; IS 808; IS 829; IS 1848 (Part 2); IS 1883; IS 1891 (Part 5); IS 2762; IS 2932; IS 3075; IS 3854; IS 4985; IS 5445; IS 5650; IS 7098 (Part 1); IS 9900; IS 9968 (Part 1); IS 9974; IS 10086; IS 10322 (Part 5); IS 10346; IS 11037; IS 12823; IS 13098; IS 14221; IS 14352; IS 14948; IS 15298 (Part 2); IS 15627; IS 15683; IS 15882; IS 16102 (Part 2); IS 16220 (Part 1); IS 16240; IS 17861 |  | 34 |  | Not checked | Text PDF | Usable | https://cdnbbsr.s3waas.gov.in/s36ee69d3769e832ec77c9584e0b7ba112/uploads/2026/04/202604151894174867.pdf | IS 808; IS 829; IS 1848 (Part 2); IS 1883; IS 1891 (Part 5); IS 2762; IS 2932; IS 3075; IS 5445; IS 5650; IS 10086; IS 10346; IS 11037; IS 12823; IS 13098; IS 14221; IS 14352; IS 14948; IS 15298 (Part 2); IS 15627; IS 15683; IS 16220 (Part 1); IS 16240; IS 17861
techspec_gem_2024-09-11-10-49-43_9150130 | LED lighting | IS 240; IS 513; IS 694; IS 1161; IS 1248; IS 1293; IS 1554; IS 1777; IS 1897; IS 1913; IS 2148; IS 2629; IS 2633; IS 2678; IS 2713; IS 3043; IS 3287; IS 3400; IS 3528; IS 3854; IS 4012; IS 4013; IS 4759; IS 4905; IS 5077; IS 5082; IS 8309; IS 8623; IS 8828; IS 9000 (Part 6); IS 9537; IS 9968; IS 12640; IS 13947 (Part I); IS 16101; IS 16102 (Part 1); IS 16102 (Part 2); IS 16103 (Part 1); IS 16103 (Part 2); IS 16104; IS 16105; IS 16106; IS 16107; IS 16108; IS 60079; IS 60529; IS 60898; IS 60947 |  | 48 |  | Not checked | Text PDF | Multi-scope | https://mkp.gem.gov.in/catalog_data/catalog_support_document/buyer_documents/4031069/54/78/703/CatalogAttrs/SpecificationDocument/2024/9/11/techspec_gem_2024-09-11-10-49-43_91501305c6b234fe345f49d02910b6d5.pdf
final-tender-doc_2022-07-25-15-42-06_9b0 | LED lighting | IS 10322; IS 11171; IS 15885 (Part 2); IS 16103; IS 16105; IS 16106; IS 16107; IS 60529 |  | 8 |  | Not checked | Text PDF | Usable | https://mkp.gem.gov.in/uploaded_documents/51/16/877/OrderItem/BoqDocument/2022/7/25/final-tender-doc_2022-07-25-15-42-06_9b01c6bd90b7f2ca03a45cf0f420c35b.pdf | IS 11171; IS 60529
1705127450.pdf | Unclassified | IS 6665 |  | 1 |  | No | Text PDF | Usable | https://bidplus.gem.gov.in/bidding/bid/documentdownload/5891788/1705127450.pdf
GEM2025B5968293.pdf | LED lighting | IS 374; IS 694; IS 781; IS 1169; IS 1239 (Part 2); IS 1293; IS 1364 (Part 3); IS 1445; IS 1554; IS 1554 (Part 1); IS 1570; IS 1709; IS 1862; IS 2022; IS 2148; IS 2266; IS 2268; IS 2312; IS 2932; IS 2997; IS 3854; IS 3986; IS 4003; IS 4148; IS 4985; IS 7098 (Part 1); IS 7098 (Part 2); IS 7809 (Part 3); IS 8034; IS 8448; IS 8931; IS 9815 (Part 1); IS 9926; IS 9968 (Part 1); IS 10124; IS 10322; IS 10322 (Part 5); IS 11037; IS 12592; IS 12640; IS 12640 (Part 2); IS 12818; IS 13032; IS 13730 (Part 0); IS 13730 (Part 3); IS 13779; IS 14221; IS 14329; IS 14886; IS 15500 (Part 3); IS 16102; IS 16103; IS 16107; IS 16108; IS 16833; IS 60898 (Part 1); IS 60947 |  | 57 |  | Not checked | Text PDF | Multi-scope | https://www.lgbrimh.gov.in/resources/2025/tender/GeMBid/GEM2025B5968293.pdf
specification_2026-02-06-14-37-47_321285 | LED lighting | IS 10322 (Part 5); IS 15885; IS 16102 (Part 2); IS 16107 |  | 4 |  | No | Text PDF | Usable | https://mkp.gem.gov.in/uploaded_documents/51/16/877/OrderItem/BoqDocument/2026/2/6/specification_2026-02-06-14-37-47_321285580874dfb985f50e00cf79f716.pdf
technical_specifications_2025-08-27-11-5 | LED lighting | IS 15885; IS 15885 (Part 2); IS 16101; IS 16102 (Part 1); IS 16102 (Part 2); IS 16103 (Part 1); IS 16103 (Part 2); IS 16105; IS 16106; IS 16107; IS 16107 (Part 1); IS 16108; IS 60529 |  | 13 |  | Not checked | Text PDF | Usable | https://mkp.gem.gov.in/catalog_data/catalog_support_document/buyer_documents/10818215/54/78/703/CatalogAttrs/SpecificationDocument/2025/8/27/technical_specifications_2025-08-27-11-53-55_36226e170f5a49fdaa66a59bc86c11d5.pdf | IS 60529
NIT76.pdf | LED lighting | IS 209; IS 220; IS 875; IS 1534 (Part 1); IS 2062; IS 2629; IS 4759; IS 6573; IS 9103; IS 10322; IS 14700; IS 14700 (Part 3); IS 14930; IS 15885; IS 16104; IS 16105; IS 16106; IS 16108; IS 60439 |  | 19 |  | Not checked | Text PDF | Usable | https://aiimsbhubaneswar.nic.in/wp-content/uploads/2025/11/NIT76.pdf | IS 209; IS 220; IS 875; IS 2062; IS 2629; IS 4759; IS 6573; IS 9103; IS 14700; IS 14700 (Part 3); IS 60439
2024-02-12_gallery_img_1707722951.pdf | Unclassified |  |  | 0 |  | Not checked | Text PDF | Extraction failed | https://www.immt.res.in/webroot/upload/admin/tender/2024-02-12_gallery_img_1707722951.pdf
Tender for Design, Supply, Installation, | Electrical cables and wiring | IS 1800; IS 2062; IS 3043; IS 8500 |  | 4 |  | Not checked | Text PDF | Usable | https://spg.nic.in/docs/Tenders/Tender%20for%20Design,%20Supply,%20Installation,%20Integration,%20Testing%20&%20Commissioning%20of%20Latest%20Release%20Digital%20Open%20Standard%20APCO%20Phase-II%20System.pdf | IS 1800; IS 2062; IS 8500
msd-084-20-z-digital-upright-reflected.p | Unclassified |  |  | 0 |  | Not checked | Text PDF | Extraction failed | https://www.nal.res.in/themes/stark/medias/other/1526/msd-084-20-z-digital-upright-reflected.pdf
1754388480.pdf | Unclassified |  |  | 0 |  | Not checked | Text PDF | Extraction failed | https://bidplus.gem.gov.in/bidding/bid/documentdownload/8137265/1754388480.pdf
TD LED Lights -Final for upoading 30-10- | Electrical cables and wiring | IS 120; IS 209; IS 226; IS 280; IS 335; IS 875; IS 1255; IS 1554; IS 1852; IS 2062; IS 2509; IS 2629; IS 2633; IS 2830; IS 3043; IS 3419; IS 3961; IS 3975; IS 4759; IS 4984; IS 5216; IS 5819; IS 5831; IS 6380; IS 7098; IS 7098 (Part 1); IS 8130; IS 8623; IS 9537 (Part 5); IS 9968 (Part 1); IS 10011; IS 10322; IS 10418; IS 13408; IS 14930; IS 15885; IS 60947 |  | 37 |  | Not checked | Text PDF | Usable | https://cochinport.gov.in/sites/default/files/2025-11/TD%20LED%20Lights%20-Final%20for%20upoading%2030-10-2025%20SENT%20TO%20BIDDERS.pdf | IS 120; IS 209; IS 226; IS 280; IS 335; IS 875; IS 1852; IS 2062; IS 2509; IS 2629; IS 2633; IS 2830; IS 3975; IS 4759; IS 8623; IS 10011; IS 13408; IS 60947
1687111400.pdf | Unclassified |  |  | 0 |  | Not checked | Text PDF | Extraction failed | https://bidplus.gem.gov.in/bidding/bid/documentdownload/4916321/1687111400.pdf
rural_e_ms_11_2017.pdf | Unclassified |  |  | 0 |  | Not checked | Scanned PDF | Not extractable | https://cms.tn.gov.in/cms_migrated/document/GO/rural_e_ms_11_2017.pdf
annexure-a_2024-01-04-11-58-23_cdaaba9ce | Unclassified |  |  | 0 |  | Not checked | Scanned PDF | Not extractable | https://mkp.gem.gov.in/catalog_data/catalog_support_document/buyer_documents/964935/54/78/703/CatalogAttrs/SpecificationDocument/2024/1/4/annexure-a_2024-01-04-11-58-23_cdaaba9cecfa4df78661976c6fa2310a.pdf
1701407983.pdf | LED lighting | IS 10322; IS 16106 |  | 2 |  | No | Text PDF | Usable | https://bidplus.gem.gov.in/bidding/bid/documentdownload/5615150/1701407983.pdf
technical_sepification_of_80_wat_led_str | LED lighting | IS 10322; IS 16101; IS 16104; IS 16107 |  | 4 |  | No | Text PDF | Usable | https://mkp.gem.gov.in/catalog_data/catalog_support_document/buyer_documents/473336/54/78/703/CatalogAttrs/SpecificationDocument/2023/12/12/technical_sepification_of_80_wat_led_street_light_2023-12-12-16-15-05_98c898810aa091c37c983d2fb18f70ce.pdf
technnical_3_2026-07-04-18-00-21_dc56cd4 | Unclassified |  |  | 0 |  | Not checked | Text PDF | Extraction failed | https://mkp.gem.gov.in/catalog_data/catalog_support_document/buyer_documents/16868790/54/78/703/CatalogAttrs/SpecificationDocument/2026/7/4/technnical_3_2026-07-04-18-00-21_dc56cd4b81729ab7e9b147e9be439f2a.pdf
rural_e_ms_21_2017.pdf | Unclassified |  |  | 0 |  | Not checked | Scanned PDF | Not extractable | https://cms.tn.gov.in/cms_migrated/document/GO/rural_e_ms_21_2017.pdf
Tender_Notice_Torsion_Test_Apparatus_290 | LED lighting | IS 16102 |  | 1 |  | No | Text PDF | Usable | https://www.bis.gov.in/other/Tender_Notice_Torsion_Test_Apparatus_29012016.pdf
1734066044_gem-bidding-7228017.pdf | Electrical cables and wiring | IS 245; IS 694; IS 1534 (Part 1); IS 2418 (Part 1); IS 7098 (Part 1); IS 7098 (Part 2); IS 8309; IS 9974 (Part 1); IS 12402; IS 12449 (Part 1); IS 16102; IS 60840 |  | 12 |  | Not checked | Text PDF | Usable | https://www.icmr.gov.in/icmrobject/uploads/Tender/1734066044_gem-bidding-7228017.pdf | IS 245; IS 12402; IS 60840
open_tender_enquiry_2025-09-16-13-35-59. | LED lighting | IS 16102 |  | 1 |  | No | Text PDF | Usable | https://ucil.gov.in/public/uploads/open_tender_enquiry/open_tender_enquiry_2025-09-16-13-35-59.pdf
c18b250009_tender_document-signed_1_2025 | LED lighting | IS 10322; IS 15885; IS 16101; IS 16103; IS 16106; IS 16107; IS 16108 |  | 7 |  | No | Text PDF | Usable | https://mkp.gem.gov.in/uploaded_documents/51/16/877/OrderItem/BoqDocument/2025/2/3/c18b250009_tender_document-signed_1_2025-02-03-14-40-30_f6997b03b01f79a0f750c18669954bd7.pdf
Tender_Document2.pdf | Unclassified | IS 585; IS 870; IS 14286; IS 16664; IS 16781; IS 16911; IS 17210; IS 17293; IS 61701; IS 61730 |  | 10 |  | Not checked | Text PDF | Usable | https://www.seci.co.in/uploads/tenders/Tender_Document2.pdf | IS 585; IS 870; IS 14286; IS 16664; IS 16781; IS 16911; IS 17210; IS 17293; IS 61701; IS 61730
1765451876_693aa86491b03_202504161114205 | Unclassified |  |  | 0 |  | Not checked | Text PDF | Extraction failed | https://dgma.gov.in/download/1765451876_693aa86491b03_202504161114205937895publishedinfo-socialmediasupportagency-update.pdf
wbmsc-tender-2142.pdf | Unclassified |  |  | 0 |  | Not checked | Text PDF | Extraction failed | https://www.wbmsc.gov.in/tender/wbmsc-tender-2142.pdf
1714628081.pdf | LED lighting | IS 16102; IS 16102 (Part 1); IS 16102 (Part 2); IS 16102 (Part I); IS 16106 |  | 5 |  | No | Text PDF | Usable | https://bidplus.gem.gov.in/bidding/bid/documentdownload/6360480/1714628081.pdf
led_bulb_and_tube_2024-02-09-12-45-45_a9 | LED lighting | IS 2418; IS 2418 (Part 1); IS 2418 (Part II); IS 15885 (Part 2); IS 16102; IS 16102 (Part 1); IS 16102 (Part 2); IS 16104; IS 16106; IS 16108 |  | 10 |  | No | Text PDF | Usable | https://mkp.gem.gov.in/uploaded_documents/51/16/877/OrderItem/BoqDocument/2024/2/9/led_bulb_and_tube_2024-02-09-12-45-45_a9b2103319f1c66aa088a1bc239d9449.pdf
item_specification_2026-03-07-10-40-50_c | LED lighting | IS 16102 |  | 1 |  | No | Text PDF | Usable | https://mkp.gem.gov.in/catalog_data/catalog_support_document/buyer_documents/4115214/54/78/703/CatalogAttrs/SpecificationDocument/2026/3/7/item_specification_2026-03-07-10-40-50_c46b59baa1de96e8347a6e513a45868b.pdf
led_14_approval_2025-03-05-10-14-41_9f79 | Unclassified |  |  | 0 |  | Not checked | Scanned PDF | Not extractable | https://mkp.gem.gov.in/catalog_data/catalog_support_document/buyer_documents/13102929/54/78/703/CatalogAttrs/SpecificationDocument/2025/3/5/led_14_approval_2025-03-05-10-14-41_9f79e0e7a4c621a1d15e8afafde66388.pdf
led_bulb_9w_specifications_2025-03-05-09 | Unclassified |  |  | 0 |  | Not checked | Scanned PDF | Not extractable | https://mkp.gem.gov.in/catalog_data/catalog_support_document/buyer_documents/13102929/54/78/703/CatalogAttrs/SpecificationDocument/2025/3/5/led_bulb_9w_specifications_2025-03-05-09-49-53_fcd6eae46fc686b909a0075ebcc4c70c.pdf
il_02_specs__2025-09-23-17-17-47_c99b748 | Electrical cables and wiring | IS 100; IS 1415; IS 9968 (Part 1); IS 10322; IS 10322 (Part 1); IS 10322 (Part 5) |  | 6 |  | Not checked | Text PDF | Usable | https://mkp.gem.gov.in/catalog_data/catalog_support_document/buyer_documents/8640287/54/78/703/CatalogAttrs/SpecificationDocument/2025/9/23/il_02_specs__2025-09-23-17-17-47_c99b748a9ef88cce915d55d3e82189ef.pdf | IS 100; IS 1415
specification_2026-02-24-15-55-16_68c207 | LED lighting | IS 10322; IS 10322 (Part 1); IS 10322 (Part 5); IS 15885 (Part 2); IS 16103; IS 16105; IS 16106; IS 16107; IS 16107 (Part 2); IS 16108 |  | 10 |  | No | Text PDF | Usable | https://mkp.gem.gov.in/catalog_data/catalog_support_document/buyer_documents/566213/54/78/703/CatalogAttrs/SpecificationDocument/2026/2/24/specification_2026-02-24-15-55-16_68c207fa65f669f329ebf73dc56ee6e0.pdf
tps_2024-09-25-18-27-50_700c9385e25ed828 | LED lighting | IS 10322; IS 10322 (Part 1); IS 15885 (Part 2); IS 16105; IS 16106 |  | 5 |  | No | Text PDF | Usable | https://mkp.gem.gov.in/uploaded_documents/51/16/877/OrderItem/BoqDocument/2024/9/25/tps_2024-09-25-18-27-50_700c9385e25ed8287ceddd5ced5a42c2.pdf
1782541951.pdf | LED lighting | IS 9968; IS 10322 (Part 1); IS 10322 (Part 5); IS 16104; IS 16106; IS 16107 (Part 2) |  | 6 |  | No | Text PDF | Usable | https://bidplus.gem.gov.in/bidding/bid/documentdownload/9527241/1782541951.pdf
led_2023-07-06-14-40-31_79a0acf698f42156 | Electrical cables and wiring | IS 7098; IS 10322 (Part 1) |  | 2 |  | No | Text PDF | Usable | https://mkp.gem.gov.in/catalog_data/catalog_support_document/buyer_documents/1864532/54/78/703/CatalogAttrs/SpecificationDocument/2023/7/6/led_2023-07-06-14-40-31_79a0acf698f4215635ffe022f2fcec41.pdf
1724236850.pdf | Unclassified |  |  | 0 |  | Not checked | Text PDF | Extraction failed | https://bidplus.gem.gov.in/bidding/bid/documentdownload/6807753/1724236850.pdf
1785324507488_14263004A.pdf | Unclassified |  |  | 0 |  | Not checked | Text PDF | Extraction failed | https://clw.indianrailways.gov.in/clw/notice/1785324507488_14263004A.pdf
20260429711291261.pdf | LED lighting | IS 10322 (Part 5); IS 14286; IS 16046; IS 16046 (Part 2); IS 61730 |  | 5 |  | Not checked | Text PDF | Usable | https://cdnbbsr.s3waas.gov.in/s3f80ff32e08a25270b5f252ce39522f72/uploads/2026/04/20260429711291261.pdf | IS 14286; IS 16046; IS 16046 (Part 2); IS 61730
Bid_doc_forDIpipes202410042024.pdf | Unclassified |  |  | 0 |  | Not checked | Scanned PDF | Not extractable | https://megphed.gov.in/notices/Bid_doc_forDIpipes202410042024.pdf
1770968745_96f1ab34d5e39ee54d3b.pdf | Unclassified |  |  | 0 |  | Not checked | Other | Not extractable | https://www.phed.mp.gov.in/uploads/pdfDownloads/1770968745_96f1ab34d5e39ee54d3b.pdf
Technical Bid_3.pdf | Pipes (PVC and GI) | IS 383; IS 456; IS 638; IS 780; IS 1489; IS 1538; IS 1542; IS 1938; IS 2116; IS 2505; IS 2506; IS 2720; IS 3114; IS 3764; IS 4656; IS 5382; IS 8112; IS 8329; IS 8887; IS 12269 |  | 20 |  | Not checked | Text PDF | Usable | https://www.cochinport.gov.in/sites/default/files/2024-08/Technical%20Bid_3.pdf | IS 383; IS 456; IS 638; IS 780; IS 1489; IS 1538; IS 1542; IS 1938; IS 2116; IS 2505; IS 2506; IS 2720; IS 3114; IS 3764; IS 4656; IS 5382; IS 8112; IS 8329; IS 8887; IS 12269
enit_14_med_31102024.pdf | Unclassified |  |  | 0 |  | Not checked | Other | Not extractable | https://udma.wb.gov.in/public/uploads/tender_pdf/enit_14_med_31102024.pdf
e-Tender-no-18-en.pdf | Unclassified |  |  | 0 |  | Not checked | Scanned PDF | Not extractable | https://mjp.maharashtra.gov.in/wp-content/uploads/2023/03/e-Tender-no-18-en.pdf
BID-21_5459_01.07.2026.pdf | Pipes (PVC and GI) | IS 8329 |  | 1 |  | Not checked | Text PDF | Usable | https://odisha.gov.in/sites/default/files/2026-07/BID-21_5459_01.07.2026.pdf | IS 8329
scope_of_work_gidc_water_line_2026-03-20 | Pipes (PVC and GI) | IS 8329; IS 9523 |  | 2 |  | Not checked | Text PDF | Usable | https://mkp.gem.gov.in/catalog_data/catalog_support_document/buyer_documents/20207975/54/78/703/CatalogAttrs/SpecificationDocument/2026/3/20/scope_of_work_gidc_water_line_2026-03-20-12-30-12_8cdfdea9df35d69ada6bf2fb2c230f9e.pdf | IS 8329; IS 9523
TWAD Board - Guidelines for selction of | Pipes (PVC and GI) | IS 458; IS 1239; IS 1536; IS 1537; IS 3589; IS 4984; IS 7181; IS 8329; IS 14333; IS 15155; IS 15328; IS 15337; IS 16098 |  | 13 |  | Not checked | Text PDF | Usable | https://www.twadboard.tn.gov.in/sites/default/files/Norms%20followed/TWAD%20Board%20-%20Guidelines%20for%20selction%20of%20Pipe%20materials%20in%20WSS%20and%20UGSS.pdf | IS 458; IS 1239; IS 1536; IS 1537; IS 3589; IS 7181; IS 8329; IS 15155; IS 15337
CWSS to 73 hab.veppur Bid_Document &Tech | Pipes (PVC and GI) | IS 269; IS 432 (Part I); IS 456; IS 516; IS 783; IS 1139; IS 1199; IS 1239; IS 1520; IS 1536; IS 1537; IS 1592; IS 1710; IS 1786; IS 2253; IS 3043; IS 3114; IS 3370; IS 3589; IS 4082; IS 4097; IS 4985; IS 6530; IS 7323; IS 7634; IS 8030; IS 8112; IS 8329; IS 9103; IS 9283; IS 9523; IS 12288; IS 14182 |  | 33 |  | Not checked | Text PDF | Usable | https://www.twadboard.tn.gov.in/sites/default/files/CWSS%20to%2073%20hab.veppur%20Bid_Document%20%26Technical%20specification%20.pdf | IS 269; IS 432 (Part I); IS 456; IS 516; IS 783; IS 1139; IS 1199; IS 1239; IS 1520; IS 1536; IS 1537; IS 1592; IS 1710; IS 1786; IS 2253; IS 3114; IS 3370; IS 3589; IS 4082; IS 4097; IS 6530; IS 7323; IS 8112; IS 8329; IS 9103; IS 9283; IS 9523; IS 12288; IS 14182
NH 48 at Nandhiyalam- BID DOC AND TECH S | Pipes (PVC and GI) | IS 1239; IS 1536; IS 1537; IS 3043; IS 4985; IS 6530; IS 7634; IS 9523; IS 14182; IS 14220 |  | 10 |  | Not checked | Text PDF | Usable | https://www.twadboard.tn.gov.in/sites/default/files/Tender/NH%2048%20at%20Nandhiyalam-%20BID%20DOC%20AND%20TECH%20SPECTN.pdf | IS 1239; IS 1536; IS 1537; IS 6530; IS 9523; IS 14182; IS 14220
1RE43JJM2NITAyrP1.pdf | Pipes (PVC and GI) | IS 210; IS 269; IS 383; IS 388; IS 456; IS 702; IS 1239 (Part 1); IS 1489; IS 1536; IS 1726; IS 1846; IS 1848; IS 1916; IS 1983 (Part 1); IS 2502; IS 2834; IS 3370; IS 3370 (Part 1); IS 3589; IS 4905; IS 4985; IS 5312; IS 5822; IS 6950; IS 8329; IS 10221; IS 10500; IS 14845; IS 14846; IS 14848 |  | 30 |  | Not checked | Text PDF | Usable | https://kwa.kerala.gov.in/wp-content/uploads/2021/03/1RE43JJM2NITAyrP1.pdf | IS 210; IS 269; IS 383; IS 388; IS 456; IS 702; IS 1239 (Part 1); IS 1489; IS 1536; IS 1726; IS 1846; IS 1848; IS 1916; IS 1983 (Part 1); IS 2502; IS 2834; IS 3370; IS 3370 (Part 1); IS 3589; IS 4905; IS 5312; IS 5822; IS 6950; IS 8329; IS 10221; IS 10500; IS 14845; IS 14846; IS 14848
Tendernotice_166.pdf | Pipes (PVC and GI) | IS 456; IS 1199; IS 1592; IS 4985; IS 8329 |  | 5 |  | Not checked | Text PDF | Usable | https://kwa.kerala.gov.in/wp-content/uploads/2021/08/Tendernotice_166.pdf | IS 456; IS 1199; IS 1592; IS 8329
04062026.pdf | Pipes (PVC and GI) | IS 150; IS 383; IS 456; IS 500; IS 1390; IS 1489; IS 1796; IS 1893; IS 2185; IS 3614; IS 5382; IS 8112; IS 9103; IS 10262; IS 13592; IS 16700 |  | 16 |  | Not checked | Text PDF | Usable | https://dda.gov.in/sites/default/files/tender/04062026.pdf | IS 150; IS 383; IS 456; IS 500; IS 1390; IS 1489; IS 1796; IS 1893; IS 2185; IS 3614; IS 5382; IS 8112; IS 9103; IS 10262; IS 16700
Tender-Recycled-Water-Piping-2025.pdf | Pipes (PVC and GI) | IS 123; IS 210; IS 228; IS 318; IS 383; IS 432; IS 432 (Part I); IS 456; IS 457; IS 458; IS 516; IS 585; IS 650; IS 694; IS 702; IS 732; IS 771; IS 771 (Part I); IS 778; IS 780; IS 783; IS 786; IS 800; IS 1172; IS 1200; IS 1200 (Part 19); IS 1239; IS 1343; IS 1514; IS 1566; IS 1570; IS 1599; IS 1608; IS 1703; IS 1726; IS 1742; IS 1786; IS 1791; IS 1838 (Part I); IS 1893; IS 2062; IS 2064; IS 2065; IS 2204; IS 2210; IS 2274; IS 2405; IS 2430; IS 2438; IS 2502; IS 2505; IS 2506; IS 2514; IS 2527; IS 2548 (Part 1); IS 2571; IS 2645; IS 2720; IS 2720 (Part 8); IS 2722; IS 2750; IS 2751; IS 2770; IS 3025; IS 3043; IS 3073; IS 3366; IS 3370; IS 3384; IS 3385; IS 3414; IS 3558; IS 3696; IS 3764; IS 3935; IS 4014; IS 4032; IS 4038; IS 4082; IS 4111; IS 4326; IS 4656; IS 4925; IS 4985; IS 4990; IS 5120; IS 5211; IS 5329; IS 5525; IS 5600; IS 5892; IS 6784; IS 6925; IS 7242; IS 7251; IS 7558; IS 7861; IS 7969; IS 8034; IS 8112; IS 8142; IS 8989; IS 9013; IS 9103; IS 9284; IS 9417; IS 10262; IS 11993; IS 12118; IS 12235; IS 12288; IS 12330; IS 13592; IS 13827; IS 13828; IS 13920 |  | 116 |  | Not checked | Text PDF | Multi-scope | https://www.iimb.ac.in/sites/default/files/inline-files/Tender-Recycled-Water-Piping-2025.pdf
NIT_1777542017.pdf | Pipes (PVC and GI) | IS 277; IS 733; IS 1285; IS 1341; IS 1868; IS 2095; IS 2095 (Part I); IS 5382; IS 6911; IS 10192; IS 12817; IS 12866; IS 13592; IS 13983; IS 15622; IS 15905 |  | 16 |  | Not checked | Text PDF | Usable | https://rohp.esic.gov.in/attachments/tenderfile/NIT_1777542017.pdf | IS 277; IS 733; IS 1285; IS 1341; IS 1868; IS 2095; IS 2095 (Part I); IS 5382; IS 6911; IS 10192; IS 12817; IS 12866; IS 13983; IS 15622; IS 15905
NIT-WATER-AMRUT.pdf | Pipes (PVC and GI) | IS 102; IS 210; IS 226; IS 269; IS 318; IS 325; IS 335; IS 383; IS 432; IS 455; IS 456; IS 457; IS 554; IS 778; IS 779; IS 783; IS 784; IS 814; IS 816; IS 817; IS 875; IS 875 (Part I); IS 1180; IS 1180 (Part 1); IS 1182; IS 1239; IS 1271; IS 1343; IS 1367; IS 1377; IS 1489; IS 1520; IS 1538; IS 1538 (Part I); IS 1542; IS 1554; IS 1570; IS 1608; IS 1622; IS 1710; IS 1730; IS 1747; IS 1786; IS 1852; IS 1865; IS 1888; IS 1893; IS 1894; IS 2026; IS 2062; IS 2074; IS 2099; IS 2104; IS 2254; IS 2309; IS 2386; IS 2530; IS 2595; IS 2598; IS 2692; IS 2705; IS 2825; IS 2959; IS 3025; IS 3042; IS 3043; IS 3046; IS 3073; IS 3078; IS 3347; IS 3370; IS 3370 (Part I); IS 3589; IS 3597; IS 3600; IS 3613; IS 3658; IS 3696; IS 3764; IS 3913; IS 3917; IS 3975; IS 4031; IS 4257; IS 4260; IS 4353; IS 4691; IS 4711; IS 4722; IS 4736; IS 4853; IS 4890; IS 4905; IS 4926; IS 4984; IS 5082; IS 5120; IS 5308; IS 5321; IS 5330; IS 5334; IS 5382; IS 5477; IS 5504; IS 5561; IS 5822; IS 5831; IS 6005; IS 6295; IS 6304; IS 6419; IS 6452; IS 6518; IS 6631; IS 6909; IS 7090; IS 7098; IS 7181; IS 7205; IS 7280; IS 7322; IS 7328; IS 7343; IS 7357; IS 7421; IS 7634; IS 7634 (Part 2); IS 7634 (Part II); IS 8008; IS 8008 (Part I); IS 8041; IS 8043; IS 8062; IS 8112; IS 8130; IS 8329; IS 8360 (Part I); IS 8623; IS 9137; IS 9523; IS 9595; IS 9668; IS 9845; IS 10141; IS 10146; IS 10221; IS 10500; IS 10748; IS 11682; IS 11906; IS 12269; IS 12288; IS 12330; IS 12615; IS 13095; IS 13213; IS 13349; IS 13871; IS 13920; IS 14333; IS 14845; IS 14846; IS 16676; IS 16719; IS 32475 |  | 165 |  | Not checked | Text PDF | Multi-scope | https://saugor.cantt.gov.in/wp-content/uploads/sites/44/2024/10/NIT-WATER-AMRUT.pdf
Technical_Specification.pdf | Unclassified |  |  | 0 |  | Not checked | Scanned PDF | Not extractable | https://www.cipet.gov.in/tender-notice/downloads/18-09-2024-002/Technical_Specification.pdf
Hyd machine Tender.pdf | Pipes (PVC and GI) | IS 4984; IS 4985; IS 12235; IS 14151 |  | 4 |  | Not checked | Text PDF | Usable | https://www.bis.gov.in/other/Hyd%20machine%20Tender.pdf | IS 14151
k32hOYr6VOtl31KIKLvAcvehGE9hwSOcQyyNUok9 | Pipes (PVC and GI) | IS 383; IS 455; IS 456; IS 800; IS 1077; IS 1124; IS 1489; IS 1597; IS 2645; IS 2974; IS 3370; IS 3495; IS 3629; IS 4082; IS 4985; IS 5454; IS 9103; IS 12118 |  | 18 |  | Not checked | Text PDF | Usable | https://sameer.gov.in/storage/tenders/k32hOYr6VOtl31KIKLvAcvehGE9hwSOcQyyNUok9.pdf | IS 383; IS 455; IS 456; IS 800; IS 1077; IS 1124; IS 1489; IS 1597; IS 2645; IS 2974; IS 3370; IS 3495; IS 3629; IS 4082; IS 5454; IS 9103; IS 12118
17_EE_D-III_WS_KMDA_ | Unclassified |  |  | 0 |  | Not checked | Other | Not extractable | https://kmda.wb.gov.in/upload_file/tender/17_EE_D-III_WS_KMDA_
Tender05_06_2026.pdf | Pipes (PVC and GI) | IS 4984; IS 12786 |  | 2 |  | Not checked | Text PDF | Usable | https://agriculturemizoram.nic.in/Downloads/Tender05_06_2026.pdf | IS 12786
NIQ12_4e821e0d-1a98-4717-9a29-31c07b111a | Unclassified |  |  | 0 |  | Not checked | Other | Not extractable | https://cewacor.nic.in/Document/2024/January/Work_Documents/Applicant_Recno1//NIQ12_4e821e0d-1a98-4717-9a29-31c07b111aad.pdf
37_Merge 1 Detailed Project Report Pollu | Unclassified |  |  | 0 |  | Not checked | Other | Not extractable | https://www.nmcg.nic.in/writereaddata/fileupload/37_Merge%201%20Detailed%20Project%20Report%20Pollution%20Abatement%20of%20Tolly
FINAL_GEM_BID_PUBLISHED_0.pdf | Pipes (PVC and GI) | IS 285; IS 808; IS 863; IS 1786; IS 3513 (Part 2); IS 3757; IS 4984; IS 5715; IS 5725; IS 6312; IS 6623; IS 6649; IS 60898 (Part 1); IS 60947 (Part 2) |  | 14 |  | Not checked | Text PDF | Usable | https://sjvn.nic.in/sites/default/files/2026-06/FINAL_GEM_BID_PUBLISHED_0.pdf | IS 285; IS 808; IS 863; IS 1786; IS 3513 (Part 2); IS 3757; IS 5715; IS 5725; IS 6312; IS 6623; IS 6649; IS 60898 (Part 1); IS 60947 (Part 2)
1733734243.pdf | Pipes (PVC and GI) | IS 15778 |  | 1 |  | No | Text PDF | Usable | https://bidplus.gem.gov.in/bidding/bid/documentdownload/7220098/1733734243.pdf
afbe14dc30295b79ea52cbfa9d52f160.pdf | Electrical cables and wiring | IS 694; IS 798; IS 1554 (Part 1); IS 2721; IS 3099; IS 4595; IS 4985; IS 5653; IS 6175; IS 7098 (Part 1); IS 7809 (Part 3); IS 10124; IS 14933; IS 15778; IS 16014 |  | 15 |  | Not checked | Text PDF | Usable | https://rokarnataka.esic.gov.in/attachments/tenderfile/afbe14dc30295b79ea52cbfa9d52f160.pdf | IS 798; IS 2721; IS 3099; IS 4595; IS 5653; IS 6175; IS 7809 (Part 3); IS 14933; IS 16014
1722234857_Vol-3.pdf | Pipes (PVC and GI) | IS 2556; IS 2878; IS 3224; IS 4947; IS 4989 (Part II); IS 7285; IS 10204; IS 12701; IS 13592; IS 13849; IS 14609; IS 15778 |  | 12 |  | Not checked | Text PDF | Usable | https://epi.gov.in/admin/image/tenders/1722234857_Vol-3.pdf | IS 2556; IS 2878; IS 3224; IS 4947; IS 4989 (Part II); IS 7285; IS 10204; IS 12701; IS 13849; IS 14609
Fr-06-2022-06-39-36Tender BRL microbiolo | Pipes (PVC and GI) | IS 303; IS 1200; IS 2046; IS 2835; IS 6315; IS 13592; IS 15778 |  | 7 |  | Not checked | Text PDF | Usable | https://www.wbpcb.gov.in/files/Fr-06-2022-06-39-36Tender%20BRL%20microbiology%20room%20civil%20pdf.pdf | IS 303; IS 1200; IS 2046; IS 2835; IS 6315
20231118104624.pdf | Electrical cables and wiring | IS 732; IS 1285; IS 1868; IS 2835; IS 3564; IS 4457; IS 10151; IS 15622; IS 15778 |  | 9 |  | Not checked | Text PDF | Usable | https://kolkatacustoms.gov.in/storage/uploads/custom_notice_order/20231118104624.pdf | IS 1285; IS 1868; IS 2835; IS 3564; IS 4457; IS 10151; IS 15622
26c1197.pdf | Electrical cables and wiring | IS 104; IS 112; IS 210; IS 266; IS 325; IS 335; IS 444; IS 531; IS 778; IS 780; IS 822; IS 875; IS 884; IS 901; IS 903; IS 933; IS 1069; IS 1146; IS 1180 (Part 1); IS 1239; IS 1248; IS 1641; IS 1761; IS 1885; IS 2026; IS 2062; IS 2099; IS 2147; IS 2171; IS 2176; IS 2190; IS 2202; IS 2379; IS 2551; IS 2705; IS 2872; IS 2878; IS 2932; IS 3043; IS 3136; IS 3156; IS 3224; IS 3231; IS 3347; IS 3427; IS 3624; IS 3639; IS 3842; IS 3844; IS 4237; IS 4540; IS 4985; IS 5051; IS 5082; IS 5312 (Part 1); IS 5424; IS 5522; IS 5903; IS 6071; IS 6382; IS 6392; IS 7834; IS 8034; IS 8320; IS 8544; IS 8623; IS 10118; IS 11108; IS 11355; IS 13095; IS 13118; IS 13592; IS 13947; IS 14735; IS 15549 |  | 75 |  | Not checked | Text PDF | Multi-scope | https://www.tcil.net.in/tender/pdf/26c1197.pdf
RFP.pdf | Electrical cables and wiring | IS 209; IS 277; IS 458; IS 694; IS 732; IS 875 (Part III); IS 1172; IS 1293; IS 1400; IS 1641; IS 1644; IS 1646; IS 1786; IS 1913; IS 2147; IS 2551; IS 3043; IS 3224; IS 3231; IS 3480; IS 3837; IS 3854; IS 4237; IS 4615; IS 4736; IS 4985; IS 5133; IS 5216; IS 5329; IS 6315; IS 6745; IS 7285; IS 8623; IS 8828; IS 9537; IS 9537 (Part 3); IS 10118; IS 11353; IS 12640; IS 13021 (Part I); IS 13021 (Part II); IS 13947; IS 15622; IS 15683; IS 16104; IS 16105; IS 16106; IS 16107 (Part 1); IS 16107 (Part 2) |  | 49 |  | Not checked | Text PDF | Multi-scope | https://www.nmrcnoida.com/Content/pdf/184_01/RFP.pdf
Bid Document-Vol.II_1.pdf | Unclassified |  |  | 0 |  | Not checked | Other | Not extractable | https://www.twadboard.tn.gov.in/sites/default/files/Tender/Bid%20Document-Vol.II_1.pdf
E-TENDER-NOTICE_0.pdf | Unclassified |  |  | 0 |  | Not checked | Other | Not extractable | https://kwa.kerala.gov.in/wp-content/uploads/2021/03/E-TENDER-NOTICE_0.pdf
NIT_JJM_Williamnagar_2024.pdf | Unclassified |  |  | 0 |  | Not checked | Other | Not extractable | https://megphed.gov.in/notices/NIT_JJM_Williamnagar_2024.pdf
NIT-04_SE_WC_WS_KMDA_of_2024-25.pdf | Unclassified |  |  | 0 |  | Not checked | Other | Not extractable | https://kmda.wb.gov.in/upload_file/tender/NIT-04_SE_WC_WS_KMDA_of_2024-25.pdf
Tender_Pipes.pdf | Unclassified |  |  | 0 |  | Not checked | Other | Not extractable | https://www.cochinport.gov.in/sites/default/files/2023-08/Tender_Pipes.pdf
NIT_05_EE_WD13_DDA.pdf | Unclassified |  |  | 0 |  | Not checked | Other | Not extractable | https://dda.gov.in/sites/default/files/tender/NIT_05_EE_WD13_DDA.pdf
Tender-Water-Piping-Works.pdf | Unclassified |  |  | 0 |  | Not checked | Other | Not extractable | https://www.iimb.ac.in/sites/default/files/inline-files/Tender-Water-Piping-Works.pdf
1691234567.pdf | Unclassified |  |  | 0 |  | Not checked | Other | Not extractable | https://bidplus.gem.gov.in/bidding/bid/documentdownload/4201211/1691234567.pdf
specc11_2024-07-29-11-25-42_efee840533ef | Pipes (PVC and GI) | IS 4984 |  | 1 |  | No | Text PDF | Usable | https://mkp.gem.gov.in/catalog_data/catalog_support_document/buyer_documents/1544194/54/78/703/CatalogAttrs/SpecificationDocument/2024/7/29/specc11_2024-07-29-11-25-42_efee840533ef7d34a323ecea84cd37da.pdf
Technical_Bid_Section_1_to_5_pdf-2023-Oc | Electrical cables and wiring | IS 100; IS 269; IS 277; IS 300; IS 325; IS 335; IS 375; IS 424; IS 455; IS 456; IS 458; IS 554; IS 636; IS 638; IS 694; IS 722; IS 732; IS 778; IS 780; IS 781; IS 800; IS 814; IS 817; IS 875; IS 875 (Part 1); IS 884; IS 900; IS 901; IS 902; IS 903; IS 904; IS 907; IS 908; IS 909; IS 937; IS 1018; IS 1030; IS 1239; IS 1248; IS 1343; IS 1489; IS 1520; IS 1536; IS 1537; IS 1538; IS 1554; IS 1568; IS 1570; IS 1641; IS 1642; IS 1643; IS 1644; IS 1646; IS 1727; IS 1785; IS 1786; IS 1822; IS 1893; IS 1904; IS 1944; IS 2026; IS 2026 (Part 1); IS 2062; IS 2099; IS 2147; IS 2190; IS 2208; IS 2256 (Part 7); IS 2274; IS 2309; IS 2516; IS 2556; IS 2592; IS 2705; IS 2705 (Part 1); IS 2713; IS 2834; IS 2871; IS 2930; IS 2950; IS 2959; IS 3034; IS 3043; IS 3156; IS 3156 (Part 1); IS 3202; IS 3231; IS 3346; IS 3370; IS 3370 (Part I); IS 3427; IS 3589; IS 3614; IS 3624; IS 3646; IS 3716; IS 3792; IS 3812; IS 3837; IS 3844; IS 3939; IS 3961; IS 3975; IS 3989; IS 4029; IS 4031 (Part 6); IS 4047; IS 4146; IS 4201; IS 4326; IS 4722; IS 4729; IS 4889; IS 5082; IS 5290; IS 5553; IS 5571; IS 5572; IS 5831; IS 6073; IS 6121; IS 6392; IS 6600; IS 6665; IS 7098; IS 7637; IS 7752; IS 7816; IS 8090; IS 8130; IS 8142; IS 8329; IS 8442; IS 8478; IS 8623; IS 8757; IS 9457; IS 9537; IS 9595; IS 9668; IS 9972; IS 10028; IS 10028 (Part II); IS 10221; IS 10270; IS 10297; IS 10418; IS 10561; IS 10810; IS 11101; IS 11171; IS 11353; IS 11384; IS 11447; IS 12089; IS 12349; IS 12360; IS 12407; IS 12469; IS 12585; IS 12592; IS 12823; IS 12894; IS 12933; IS 13039; IS 13095; IS 13118; IS 13346; IS 13408; IS 13592; IS 13779; IS 13920; IS 13947; IS 14268; IS 15105; IS 15450; IS 15477; IS 15622; IS 15778; IS 15916; IS 15917; IS 16415; IS 16471; IS 17505; IS 18189; IS 60947; IS 62305 |  | 187 |  | Not checked | Text PDF | Multi-scope | https://www.rites.com/Upload/Tender/Technical_Bid_Section_1_to_5_pdf-2023-Oct-27-10-32-38.pdf
2_tender2020-1.pdf | Electrical cables and wiring | IS 100; IS 210; IS 236; IS 277; IS 307; IS 335; IS 487; IS 636; IS 694; IS 780; IS 800; IS 813; IS 816; IS 820; IS 875; IS 884; IS 903; IS 1161; IS 1180; IS 1239; IS 1248; IS 1363; IS 1477; IS 1538; IS 1601; IS 1651; IS 1879 (Part 1); IS 1886; IS 1893; IS 2026; IS 2026 (Part I); IS 2062; IS 2190; IS 2386 (Part i); IS 2386 (Part iv); IS 2576; IS 2667; IS 2705 (Part I); IS 3224; IS 3589; IS 3844; IS 4038; IS 5082; IS 5132; IS 5290; IS 5312; IS 5640; IS 6392; IS 7098; IS 7285; IS 8130; IS 8623; IS 10002; IS 10221; IS 10500; IS 11149; IS 11171; IS 13947; IS 15105; IS 15683 |  | 60 |  | Not checked | Text PDF | Multi-scope | https://www.mea.gov.in/Portal/Tender/4337_1/2_tender2020-1.pdf
c5c7462d-890c-4699-b4c1-6ae7c75ed379.pdf | Unclassified | IS 456; IS 516; IS 612; IS 707; IS 733; IS 1003; IS 1038; IS 1081; IS 1199; IS 1285; IS 1489; IS 1868; IS 2190; IS 2386; IS 2835; IS 3989; IS 4043; IS 4925; IS 6057; IS 7088; IS 7969; IS 8112; IS 9103; IS 12330; IS 13753; IS 13755; IS 15622 |  | 27 |  | Not checked | Text PDF | Usable | https://sportsauthorityofindia.gov.in/sai_new/public/assets/uploads/tenders/c5c7462d-890c-4699-b4c1-6ae7c75ed379.pdf | IS 456; IS 516; IS 612; IS 707; IS 733; IS 1003; IS 1038; IS 1081; IS 1199; IS 1285; IS 1489; IS 1868; IS 2190; IS 2386; IS 2835; IS 3989; IS 4043; IS 4925; IS 6057; IS 7088; IS 7969; IS 8112; IS 9103; IS 12330; IS 13753; IS 13755; IS 15622
1000_2026-02-09-17-29-00_bab7b8f4743e00c | Pipes (PVC and GI) | IS 4985 |  | 1 |  | No | Text PDF | Usable | https://mkp.gem.gov.in/catalog_data/catalog_support_document/buyer_documents/101293/54/78/703/CatalogAttrs/SpecificationDocument/2026/2/9/1000_2026-02-09-17-29-00_bab7b8f4743e00cb65542c38a6f7e34d.pdf
1780737906.pdf | Unclassified | IS 760; IS 2530; IS 7328; IS 14885 |  | 4 |  | Not checked | Text PDF | Usable | https://bidplus.gem.gov.in/bidding/bid/documentdownload/9432066/1780737906.pdf | IS 760; IS 2530; IS 7328
enit_14_med_08012025.pdf | Unclassified |  |  | 0 |  | Not checked | Other | Not extractable | https://udma.wb.gov.in/public/uploads/tender_pdf/enit_14_med_08012025.pdf
Bid-Document-DI-Pipes.pdf | Pipes (PVC and GI) | IS 5382; IS 8329; IS 11606 |  | 3 |  | Not checked | Text PDF | Usable | https://megphed.gov.in/tenders/Bid-Document-DI-Pipes.pdf | IS 5382; IS 8329; IS 11606
PMWD_Tender_24102017.pdf | Unclassified |  |  | 0 |  | Not checked | Other | Not extractable | https://www.bis.gov.in/other/PMWD_Tender_24102017.pdf
1715775667.pdf | Pipes (PVC and GI) | IS 4984 |  | 1 |  | No | Text PDF | Usable | https://bidplus.gem.gov.in/bidding/bid/documentdownload/6406831/1715775667.pdf
tender-notice-for-supply-of-lldpe-hdpe-p | Unclassified |  |  | 0 |  | Not checked | Scanned PDF | Not extractable | https://horticulture.mizoram.gov.in/uploads/attachments/2024/10/e052647b6d37e6ca9359cd9c7d1870c8/tender-notice-for-supply-of-lldpe-hdpe-pipes.pdf
purchase_tender_2025-09-09-17-58-55.pdf | Pipes (PVC and GI) | IS 4984 |  | 1 |  | No | Text PDF | Usable | https://ucil.gov.in/public/uploads/purchase_tender/purchase_tender_2025-09-09-17-58-55.pdf
final_tech_specs_2026-05-18-12-16-41_84f | Pipes (PVC and GI) | IS 4984 |  | 1 |  | No | Text PDF | Usable | https://mkp.gem.gov.in/catalog_data/catalog_support_document/buyer_documents/18700182/54/78/703/CatalogAttrs/SpecificationDocument/2026/5/18/final_tech_specs_2026-05-18-12-16-41_84f4d5fb7a31458b46683242e2fa1206.pdf
tech_spec_hdpe_pipe_280_mm__dbm_2026-07- | Pipes (PVC and GI) | IS 4984 |  | 1 |  | No | Text PDF | Usable | https://mkp.gem.gov.in/catalog_data/catalog_support_document/buyer_documents/659643/54/78/703/CatalogAttrs/SpecificationDocument/2026/7/4/tech_spec_hdpe_pipe_280_mm__dbm_2026-07-04-19-05-16_c305c36e60097d3cae0d535a91c24b48.pdf
21-02-2024-14.pdf | Unclassified |  |  | 0 |  | Not checked | Other | Not extractable | https://forest.wb.gov.in/download/21-02-2024-14.pdf
033-PHE.pdf | Unclassified |  |  | 0 |  | Not checked | Other | Not extractable | https://kolkatapolice.gov.in/wp-content/uploads/2026/06/033-PHE.pdf
ETH_7000024960_311022.pdf | Pipes (PVC and GI) | IS 150; IS 1367 (Part 3); IS 1729; IS 2202 (Part I); IS 3043; IS 4985; IS 6313 (Part III); IS 6746; IS 7834; IS 11551; IS 13592; IS 14735; IS 14856; IS 15622; IS 15778; IS 16098 |  | 16 |  | Not checked | Text PDF | Usable | https://www.mcgm.gov.in/irj/go/km/docs/documents/Tenders/ETH/ETH_7000024960_311022.pdf | IS 150; IS 1367 (Part 3); IS 1729; IS 2202 (Part I); IS 6313 (Part III); IS 6746; IS 11551; IS 14856; IS 15622
ilovepdf_merged_3.pdf | Pipes (PVC and GI) | IS 15778 |  | 1 |  | No | Text PDF | Usable | https://fremaa.assam.gov.in/sites/default/files/swf_utility_folder/departments/fremaa_webcomindia_org_oid_4/menu/right_menu/right_menu/ilovepdf_merged_3.pdf
MJP-SSR-2021-22.pdf | Pipes (PVC and GI) | IS 210; IS 458; IS 783; IS 784; IS 1239; IS 1536; IS 1538; IS 1865; IS 3531; IS 3589; IS 4984; IS 4985; IS 7634 (Part II); IS 8329; IS 9523; IS 10221; IS 10500; IS 10553 (Part II); IS 12820; IS 13095; IS 13382; IS 13620; IS 14845; IS 14846; IS 15155; IS 16098; IS 16676 |  | 27 |  | Not checked | Text PDF | Usable | https://mjp.maharashtra.gov.in/wp-content/uploads/2023/01/MJP-SSR-2021-22.pdf | IS 210; IS 458; IS 783; IS 784; IS 1239; IS 1536; IS 1538; IS 1865; IS 3531; IS 3589; IS 8329; IS 9523; IS 10221; IS 10500; IS 10553 (Part II); IS 12820; IS 13095; IS 13382; IS 13620; IS 14845; IS 14846; IS 15155; IS 16676
17_EE_D-III_WS_KMDA_(3rd_call).pdf | Unclassified |  |  | 0 |  | Not checked | Other | Not extractable | https://kmda.wb.gov.in/upload_file/tender/17_EE_D-III_WS_KMDA_(3rd_call).pdf
Chenna Kuppam Well No.4 Schedule A_0.pdf | Pipes (PVC and GI) | IS 1239; IS 4985 |  | 2 |  | Not checked | Text PDF | Usable | https://www.twadboard.tn.gov.in/sites/default/files/Tender/Chenna%20Kuppam%20Well%20No.4%20Schedule%20A_0.pdf | IS 1239

## 3_CoCitation_Graph
Source IS | Target IS | Tenders Citing Source | Tenders Citing Target | Co-citation Count | Confidence | Lift | Evidence Statement
IS 3975 | IS 8130 | 8 | 22 | 8 | 1 | 6.091 | Cited alongside IS 3975 in 8 of 8 comparable tenders
IS 3975 | IS 5831 | 8 | 20 | 8 | 1 | 6.7 | Cited alongside IS 3975 in 8 of 8 comparable tenders
IS 16105 | IS 16106 | 9 | 18 | 9 | 1 | 7.444 | Cited alongside IS 16105 in 9 of 9 comparable tenders
IS 3961 | IS 1554 | 5 | 14 | 5 | 1 | 9.571 | Cited alongside IS 3961 in 5 of 5 comparable tenders
IS 733 | IS 1285 | 6 | 7 | 6 | 1 | 19.143 | Cited alongside IS 733 in 6 of 6 comparable tenders
IS 15885 (Part 2) | IS 16106 | 10 | 18 | 10 | 1 | 7.444 | Cited alongside IS 15885 (Part 2) in 10 of 10 comparable tenders
IS 16108 | IS 16106 | 10 | 18 | 10 | 1 | 7.444 | Cited alongside IS 16108 in 10 of 10 comparable tenders
IS 10810 | IS 8130 | 8 | 22 | 8 | 1 | 6.091 | Cited alongside IS 10810 in 8 of 8 comparable tenders
IS 10418 | IS 8130 | 9 | 22 | 9 | 1 | 6.091 | Cited alongside IS 10418 in 9 of 9 comparable tenders
IS 3975 | IS 10418 | 8 | 9 | 8 | 1 | 14.889 | Cited alongside IS 3975 in 8 of 8 comparable tenders
IS 10810 | IS 5831 | 8 | 20 | 8 | 1 | 6.7 | Cited alongside IS 10810 in 8 of 8 comparable tenders
IS 8112 | IS 456 | 7 | 11 | 7 | 1 | 12.182 | Cited alongside IS 8112 in 7 of 7 comparable tenders
IS 1868 | IS 1285 | 6 | 7 | 6 | 1 | 19.143 | Cited alongside IS 1868 in 6 of 6 comparable tenders
IS 5831 | IS 8130 | 20 | 22 | 19 | 0.95 | 5.786 | Cited alongside IS 5831 in 19 of 20 comparable tenders
IS 16105 | IS 15885 (Part 2) | 9 | 10 | 8 | 0.889 | 11.911 | Cited alongside IS 16105 in 8 of 9 comparable tenders
IS 16103 | IS 16107 | 9 | 14 | 8 | 0.889 | 8.508 | Cited alongside IS 16103 in 8 of 9 comparable tenders
IS 16103 | IS 16106 | 9 | 18 | 8 | 0.889 | 6.617 | Cited alongside IS 16103 in 8 of 9 comparable tenders
IS 10418 | IS 5831 | 9 | 20 | 8 | 0.889 | 5.956 | Cited alongside IS 10418 in 8 of 9 comparable tenders
IS 10418 | IS 3975 | 9 | 8 | 8 | 0.889 | 14.889 | Cited alongside IS 10418 in 8 of 9 comparable tenders
IS 16105 | IS 10322 | 9 | 23 | 8 | 0.889 | 5.179 | Cited alongside IS 16105 in 8 of 9 comparable tenders
IS 3975 | IS 7098 | 8 | 18 | 7 | 0.875 | 6.514 | Cited alongside IS 3975 in 7 of 8 comparable tenders
IS 1489 | IS 456 | 8 | 11 | 7 | 0.875 | 10.659 | Cited alongside IS 1489 in 7 of 8 comparable tenders
IS 16104 | IS 16106 | 8 | 18 | 7 | 0.875 | 6.514 | Cited alongside IS 16104 in 7 of 8 comparable tenders
IS 8130 | IS 5831 | 22 | 20 | 19 | 0.864 | 5.786 | Cited alongside IS 8130 in 19 of 22 comparable tenders
IS 16107 (Part 2) | IS 16106 | 7 | 18 | 6 | 0.857 | 6.381 | Cited alongside IS 16107 (Part 2) in 6 of 7 comparable tenders
IS 1285 | IS 733 | 7 | 6 | 6 | 0.857 | 19.143 | Cited alongside IS 1285 in 6 of 7 comparable tenders
IS 16107 (Part 2) | IS 10322 (Part 1) | 7 | 11 | 6 | 0.857 | 10.442 | Cited alongside IS 16107 (Part 2) in 6 of 7 comparable tenders
IS 9103 | IS 456 | 7 | 11 | 6 | 0.857 | 10.442 | Cited alongside IS 9103 in 6 of 7 comparable tenders
IS 1285 | IS 1868 | 7 | 6 | 6 | 0.857 | 19.143 | Cited alongside IS 1285 in 6 of 7 comparable tenders
IS 383 | IS 456 | 7 | 11 | 6 | 0.857 | 10.442 | Cited alongside IS 383 in 6 of 7 comparable tenders
IS 16107 (Part 2) | IS 10322 (Part 5) | 7 | 17 | 6 | 0.857 | 6.756 | Cited alongside IS 16107 (Part 2) in 6 of 7 comparable tenders
IS 16107 (Part 2) | IS 10322 | 7 | 23 | 6 | 0.857 | 4.994 | Cited alongside IS 16107 (Part 2) in 6 of 7 comparable tenders
IS 16101 | IS 16107 | 6 | 14 | 5 | 0.833 | 7.976 | Cited alongside IS 16101 in 5 of 6 comparable tenders
IS 1868 | IS 733 | 6 | 6 | 5 | 0.833 | 18.611 | Cited alongside IS 1868 in 5 of 6 comparable tenders
IS 733 | IS 1868 | 6 | 6 | 5 | 0.833 | 18.611 | Cited alongside IS 733 in 5 of 6 comparable tenders
IS 10322 (Part 1) | IS 10322 | 11 | 23 | 9 | 0.818 | 4.767 | Cited alongside IS 10322 (Part 1) in 9 of 11 comparable tenders
IS 15622 | IS 1285 | 5 | 7 | 4 | 0.8 | 15.314 | Cited alongside IS 15622 in 4 of 5 comparable tenders
IS 16108 | IS 10322 | 10 | 23 | 8 | 0.8 | 4.661 | Cited alongside IS 16108 in 8 of 10 comparable tenders
IS 1536 | IS 8329 | 5 | 9 | 4 | 0.8 | 11.911 | Cited alongside IS 1536 in 4 of 5 comparable tenders
IS 1536 | IS 1239 | 5 | 6 | 4 | 0.8 | 17.867 | Cited alongside IS 1536 in 4 of 5 comparable tenders
IS 4759 | IS 2062 | 5 | 11 | 4 | 0.8 | 9.745 | Cited alongside IS 4759 in 4 of 5 comparable tenders
IS 15622 | IS 1868 | 5 | 6 | 4 | 0.8 | 17.867 | Cited alongside IS 15622 in 4 of 5 comparable tenders
IS 15885 (Part 2) | IS 16105 | 10 | 9 | 8 | 0.8 | 11.911 | Cited alongside IS 15885 (Part 2) in 8 of 10 comparable tenders
IS 1536 | IS 3589 | 5 | 4 | 4 | 0.8 | 26.8 | Cited alongside IS 1536 in 4 of 5 comparable tenders
IS 14930 | IS 10322 | 5 | 23 | 4 | 0.8 | 4.661 | Cited alongside IS 14930 in 4 of 5 comparable tenders
IS 1536 | IS 4985 | 5 | 12 | 4 | 0.8 | 8.933 | Cited alongside IS 1536 in 4 of 5 comparable tenders
IS 16108 | IS 16107 | 10 | 14 | 8 | 0.8 | 7.657 | Cited alongside IS 16108 in 8 of 10 comparable tenders
IS 16107 | IS 10322 | 14 | 23 | 11 | 0.786 | 4.578 | Cited alongside IS 16107 in 11 of 14 comparable tenders
IS 10418 | IS 7098 | 9 | 18 | 7 | 0.778 | 5.79 | Cited alongside IS 10418 in 7 of 9 comparable tenders
IS 16103 | IS 10322 | 9 | 23 | 7 | 0.778 | 4.531 | Cited alongside IS 16103 in 7 of 9 comparable tenders
IS 16104 | IS 16108 | 8 | 10 | 6 | 0.75 | 10.05 | Cited alongside IS 16104 in 6 of 8 comparable tenders
IS 16104 | IS 10322 | 8 | 23 | 6 | 0.75 | 4.37 | Cited alongside IS 16104 in 6 of 8 comparable tenders
IS 8130 | IS 694 | 22 | 48 | 16 | 0.727 | 2.03 | Cited alongside IS 8130 in 16 of 22 comparable tenders
IS 875 | IS 2062 | 7 | 11 | 5 | 0.714 | 8.701 | Cited alongside IS 875 in 5 of 7 comparable tenders
IS 16107 (Part 2) | IS 16107 | 7 | 14 | 5 | 0.714 | 6.837 | Cited alongside IS 16107 (Part 2) in 5 of 7 comparable tenders
IS 16107 (Part 2) | IS 16105 | 7 | 9 | 5 | 0.714 | 10.635 | Cited alongside IS 16107 (Part 2) in 5 of 7 comparable tenders
IS 16107 (Part 2) | IS 15885 (Part 2) | 7 | 10 | 5 | 0.714 | 9.571 | Cited alongside IS 16107 (Part 2) in 5 of 7 comparable tenders
IS 9103 | IS 1489 | 7 | 8 | 5 | 0.714 | 11.964 | Cited alongside IS 9103 in 5 of 7 comparable tenders
IS 16107 | IS 16106 | 14 | 18 | 10 | 0.714 | 5.317 | Cited alongside IS 16107 in 10 of 14 comparable tenders
IS 15885 (Part 2) | IS 10322 | 10 | 23 | 7 | 0.7 | 4.078 | Cited alongside IS 15885 (Part 2) in 7 of 10 comparable tenders
IS 5831 | IS 694 | 20 | 48 | 14 | 0.7 | 1.954 | Cited alongside IS 5831 in 14 of 20 comparable tenders
IS 16105 | IS 16107 | 9 | 14 | 6 | 0.667 | 6.381 | Cited alongside IS 16105 in 6 of 9 comparable tenders
IS 1239 | IS 4985 | 6 | 12 | 4 | 0.667 | 7.444 | Cited alongside IS 1239 in 4 of 6 comparable tenders
IS 16105 | IS 16108 | 9 | 10 | 6 | 0.667 | 8.933 | Cited alongside IS 16105 in 6 of 9 comparable tenders
IS 15885 | IS 10322 | 6 | 23 | 4 | 0.667 | 3.884 | Cited alongside IS 15885 in 4 of 6 comparable tenders
IS 16101 | IS 16106 | 6 | 18 | 4 | 0.667 | 4.963 | Cited alongside IS 16101 in 4 of 6 comparable tenders
IS 1868 | IS 15622 | 6 | 5 | 4 | 0.667 | 17.867 | Cited alongside IS 1868 in 4 of 6 comparable tenders
IS 1239 | IS 1536 | 6 | 5 | 4 | 0.667 | 17.867 | Cited alongside IS 1239 in 4 of 6 comparable tenders
IS 16103 | IS 16108 | 9 | 10 | 6 | 0.667 | 8.933 | Cited alongside IS 16103 in 6 of 9 comparable tenders
IS 16106 | IS 10322 | 18 | 23 | 12 | 0.667 | 3.884 | Cited alongside IS 16106 in 12 of 18 comparable tenders
IS 1554 | IS 694 | 14 | 48 | 9 | 0.643 | 1.795 | Cited alongside IS 1554 in 9 of 14 comparable tenders
IS 456 | IS 1489 | 11 | 8 | 7 | 0.636 | 10.659 | Cited alongside IS 456 in 7 of 11 comparable tenders
IS 456 | IS 8112 | 11 | 7 | 7 | 0.636 | 12.182 | Cited alongside IS 456 in 7 of 11 comparable tenders
IS 10322 (Part 1) | IS 16106 | 11 | 18 | 7 | 0.636 | 4.737 | Cited alongside IS 10322 (Part 1) in 7 of 11 comparable tenders
IS 3975 | IS 1554 | 8 | 14 | 5 | 0.625 | 5.982 | Cited alongside IS 3975 in 5 of 8 comparable tenders
IS 1489 | IS 9103 | 8 | 7 | 5 | 0.625 | 11.964 | Cited alongside IS 1489 in 5 of 8 comparable tenders
IS 10810 | IS 7098 | 8 | 18 | 5 | 0.625 | 4.653 | Cited alongside IS 10810 in 5 of 8 comparable tenders
IS 3043 | IS 2062 | 8 | 11 | 5 | 0.625 | 7.614 | Cited alongside IS 3043 in 5 of 8 comparable tenders
IS 3975 | IS 10810 | 8 | 8 | 5 | 0.625 | 10.469 | Cited alongside IS 3975 in 5 of 8 comparable tenders
IS 16104 | IS 10322 (Part 5) | 8 | 17 | 5 | 0.625 | 4.926 | Cited alongside IS 16104 in 5 of 8 comparable tenders
IS 10810 | IS 694 | 8 | 48 | 5 | 0.625 | 1.745 | Cited alongside IS 10810 in 5 of 8 comparable tenders
IS 10810 | IS 3975 | 8 | 8 | 5 | 0.625 | 10.469 | Cited alongside IS 10810 in 5 of 8 comparable tenders
IS 10810 | IS 10418 | 8 | 9 | 5 | 0.625 | 9.306 | Cited alongside IS 10810 in 5 of 8 comparable tenders
IS 16104 | IS 16107 | 8 | 14 | 5 | 0.625 | 5.982 | Cited alongside IS 16104 in 5 of 8 comparable tenders
IS 14930 | IS 7098 | 5 | 18 | 3 | 0.6 | 4.467 | Cited alongside IS 14930 in 3 of 5 comparable tenders
IS 15622 | IS 733 | 5 | 6 | 3 | 0.6 | 13.4 | Cited alongside IS 15622 in 3 of 5 comparable tenders
IS 15622 | IS 2835 | 5 | 4 | 3 | 0.6 | 20.1 | Cited alongside IS 15622 in 3 of 5 comparable tenders
IS 3961 | IS 7098 | 5 | 18 | 3 | 0.6 | 4.467 | Cited alongside IS 3961 in 3 of 5 comparable tenders
IS 3961 | IS 3975 | 5 | 8 | 3 | 0.6 | 10.05 | Cited alongside IS 3961 in 3 of 5 comparable tenders
IS 4759 | IS 10322 | 5 | 23 | 3 | 0.6 | 3.496 | Cited alongside IS 4759 in 3 of 5 comparable tenders
IS 3961 | IS 5831 | 5 | 20 | 3 | 0.6 | 4.02 | Cited alongside IS 3961 in 3 of 5 comparable tenders
IS 5382 | IS 13592 | 5 | 8 | 3 | 0.6 | 10.05 | Cited alongside IS 5382 in 3 of 5 comparable tenders
IS 3961 | IS 1255 | 5 | 4 | 3 | 0.6 | 20.1 | Cited alongside IS 3961 in 3 of 5 comparable tenders
IS 3961 | IS 8130 | 5 | 22 | 3 | 0.6 | 3.655 | Cited alongside IS 3961 in 3 of 5 comparable tenders
IS 1536 | IS 9523 | 5 | 4 | 3 | 0.6 | 20.1 | Cited alongside IS 1536 in 3 of 5 comparable tenders
IS 15885 (Part 2) | IS 16108 | 10 | 10 | 6 | 0.6 | 8.04 | Cited alongside IS 15885 (Part 2) in 6 of 10 comparable tenders
IS 15885 (Part 2) | IS 16107 | 10 | 14 | 6 | 0.6 | 5.743 | Cited alongside IS 15885 (Part 2) in 6 of 10 comparable tenders
IS 1536 | IS 1537 | 5 | 3 | 3 | 0.6 | 26.8 | Cited alongside IS 1536 in 3 of 5 comparable tenders
IS 4759 | IS 875 | 5 | 7 | 3 | 0.6 | 11.486 | Cited alongside IS 4759 in 3 of 5 comparable tenders
IS 4759 | IS 2629 | 5 | 4 | 3 | 0.6 | 20.1 | Cited alongside IS 4759 in 3 of 5 comparable tenders
IS 16102 (Part 2) | IS 16102 (Part 1) | 5 | 4 | 3 | 0.6 | 20.1 | Cited alongside IS 16102 (Part 2) in 3 of 5 comparable tenders
IS 14930 | IS 2062 | 5 | 11 | 3 | 0.6 | 7.309 | Cited alongside IS 14930 in 3 of 5 comparable tenders
IS 16108 | IS 16103 | 10 | 9 | 6 | 0.6 | 8.933 | Cited alongside IS 16108 in 6 of 10 comparable tenders
IS 16108 | IS 16105 | 10 | 9 | 6 | 0.6 | 8.933 | Cited alongside IS 16108 in 6 of 10 comparable tenders
IS 3961 | IS 6380 | 5 | 4 | 3 | 0.6 | 20.1 | Cited alongside IS 3961 in 3 of 5 comparable tenders
IS 16108 | IS 15885 (Part 2) | 10 | 10 | 6 | 0.6 | 8.04 | Cited alongside IS 16108 in 6 of 10 comparable tenders
IS 15885 (Part 2) | IS 10322 (Part 5) | 10 | 17 | 6 | 0.6 | 4.729 | Cited alongside IS 15885 (Part 2) in 6 of 10 comparable tenders
IS 16102 (Part 2) | IS 16106 | 5 | 18 | 3 | 0.6 | 4.467 | Cited alongside IS 16102 (Part 2) in 3 of 5 comparable tenders
IS 16108 | IS 16104 | 10 | 8 | 6 | 0.6 | 10.05 | Cited alongside IS 16108 in 6 of 10 comparable tenders
IS 4759 | IS 5831 | 5 | 20 | 3 | 0.6 | 4.02 | Cited alongside IS 4759 in 3 of 5 comparable tenders
IS 3961 | IS 10418 | 5 | 9 | 3 | 0.6 | 8.933 | Cited alongside IS 3961 in 3 of 5 comparable tenders
IS 9103 | IS 8112 | 7 | 7 | 4 | 0.571 | 10.939 | Cited alongside IS 9103 in 4 of 7 comparable tenders
IS 1554 | IS 7098 | 14 | 18 | 8 | 0.571 | 4.254 | Cited alongside IS 1554 in 8 of 14 comparable tenders
IS 7098 (Part 1) | IS 694 | 7 | 48 | 4 | 0.571 | 1.595 | Cited alongside IS 7098 (Part 1) in 4 of 7 comparable tenders
IS 383 | IS 8112 | 7 | 7 | 4 | 0.571 | 10.939 | Cited alongside IS 383 in 4 of 7 comparable tenders
IS 1554 | IS 8130 | 14 | 22 | 8 | 0.571 | 3.481 | Cited alongside IS 1554 in 8 of 14 comparable tenders
IS 875 | IS 7098 | 7 | 18 | 4 | 0.571 | 4.254 | Cited alongside IS 875 in 4 of 7 comparable tenders
IS 16107 (Part 2) | IS 16108 | 7 | 10 | 4 | 0.571 | 7.657 | Cited alongside IS 16107 (Part 2) in 4 of 7 comparable tenders
IS 383 | IS 1489 | 7 | 8 | 4 | 0.571 | 9.571 | Cited alongside IS 383 in 4 of 7 comparable tenders
IS 16107 (Part 2) | IS 16104 | 7 | 8 | 4 | 0.571 | 9.571 | Cited alongside IS 16107 (Part 2) in 4 of 7 comparable tenders
IS 8112 | IS 516 | 7 | 4 | 4 | 0.571 | 19.143 | Cited alongside IS 8112 in 4 of 7 comparable tenders
IS 8112 | IS 383 | 7 | 7 | 4 | 0.571 | 10.939 | Cited alongside IS 8112 in 4 of 7 comparable tenders
IS 16107 | IS 16103 | 14 | 9 | 8 | 0.571 | 8.508 | Cited alongside IS 16107 in 8 of 14 comparable tenders
IS 8112 | IS 1489 | 7 | 8 | 4 | 0.571 | 9.571 | Cited alongside IS 8112 in 4 of 7 comparable tenders
IS 16107 | IS 16108 | 14 | 10 | 8 | 0.571 | 7.657 | Cited alongside IS 16107 in 8 of 14 comparable tenders
IS 8112 | IS 9103 | 7 | 7 | 4 | 0.571 | 10.939 | Cited alongside IS 8112 in 4 of 7 comparable tenders
IS 16107 | IS 10322 (Part 5) | 14 | 17 | 8 | 0.571 | 4.504 | Cited alongside IS 16107 in 8 of 14 comparable tenders
IS 1285 | IS 15622 | 7 | 5 | 4 | 0.571 | 15.314 | Cited alongside IS 1285 in 4 of 7 comparable tenders
IS 16105 | IS 16107 (Part 2) | 9 | 7 | 5 | 0.556 | 10.635 | Cited alongside IS 16105 in 5 of 9 comparable tenders
IS 16105 | IS 10322 (Part 1) | 9 | 11 | 5 | 0.556 | 6.768 | Cited alongside IS 16105 in 5 of 9 comparable tenders
IS 16103 | IS 10322 (Part 5) | 9 | 17 | 5 | 0.556 | 4.379 | Cited alongside IS 16103 in 5 of 9 comparable tenders
IS 10418 | IS 10810 | 9 | 8 | 5 | 0.556 | 9.306 | Cited alongside IS 10418 in 5 of 9 comparable tenders
IS 16106 | IS 16107 | 18 | 14 | 10 | 0.556 | 5.317 | Cited alongside IS 16106 in 10 of 18 comparable tenders
IS 16106 | IS 16108 | 18 | 10 | 10 | 0.556 | 7.444 | Cited alongside IS 16106 in 10 of 18 comparable tenders
IS 16106 | IS 15885 (Part 2) | 18 | 10 | 10 | 0.556 | 7.444 | Cited alongside IS 16106 in 10 of 18 comparable tenders
IS 10418 | IS 1554 | 9 | 14 | 5 | 0.556 | 5.317 | Cited alongside IS 10418 in 5 of 9 comparable tenders
IS 16105 | IS 10322 (Part 5) | 9 | 17 | 5 | 0.556 | 4.379 | Cited alongside IS 16105 in 5 of 9 comparable tenders
IS 456 | IS 9103 | 11 | 7 | 6 | 0.545 | 10.442 | Cited alongside IS 456 in 6 of 11 comparable tenders
IS 456 | IS 383 | 11 | 7 | 6 | 0.545 | 10.442 | Cited alongside IS 456 in 6 of 11 comparable tenders
IS 10322 (Part 1) | IS 10322 (Part 5) | 11 | 17 | 6 | 0.545 | 4.299 | Cited alongside IS 10322 (Part 1) in 6 of 11 comparable tenders
IS 10322 (Part 1) | IS 16107 | 11 | 14 | 6 | 0.545 | 5.221 | Cited alongside IS 10322 (Part 1) in 6 of 11 comparable tenders
IS 10322 (Part 1) | IS 16107 (Part 2) | 11 | 7 | 6 | 0.545 | 10.442 | Cited alongside IS 10322 (Part 1) in 6 of 11 comparable tenders
IS 10322 (Part 5) | IS 10322 | 17 | 23 | 9 | 0.529 | 3.084 | Cited alongside IS 10322 (Part 5) in 9 of 17 comparable tenders
IS 10322 (Part 5) | IS 16106 | 17 | 18 | 9 | 0.529 | 3.941 | Cited alongside IS 10322 (Part 5) in 9 of 17 comparable tenders
IS 10322 | IS 16106 | 23 | 18 | 12 | 0.522 | 3.884 | Cited alongside IS 10322 in 12 of 23 comparable tenders
IS 1554 | IS 5831 | 14 | 20 | 7 | 0.5 | 3.35 | Cited alongside IS 1554 in 7 of 14 comparable tenders
IS 9968 | IS 694 | 10 | 48 | 5 | 0.5 | 1.396 | Cited alongside IS 9968 in 5 of 10 comparable tenders
IS 15778 | IS 13592 | 8 | 8 | 4 | 0.5 | 8.375 | Cited alongside IS 15778 in 4 of 8 comparable tenders
IS 13592 | IS 15778 | 8 | 8 | 4 | 0.5 | 8.375 | Cited alongside IS 13592 in 4 of 8 comparable tenders
IS 15885 (Part 2) | IS 16107 (Part 2) | 10 | 7 | 5 | 0.5 | 9.571 | Cited alongside IS 15885 (Part 2) in 5 of 10 comparable tenders
IS 1239 | IS 9523 | 6 | 4 | 3 | 0.5 | 16.75 | Cited alongside IS 1239 in 3 of 6 comparable tenders
IS 9968 | IS 7098 | 10 | 18 | 5 | 0.5 | 3.722 | Cited alongside IS 9968 in 5 of 10 comparable tenders
IS 15885 (Part 2) | IS 10322 (Part 1) | 10 | 11 | 5 | 0.5 | 6.091 | Cited alongside IS 15885 (Part 2) in 5 of 10 comparable tenders
IS 16104 | IS 16107 (Part 2) | 8 | 7 | 4 | 0.5 | 9.571 | Cited alongside IS 16104 in 4 of 8 comparable tenders
IS 16104 | IS 15885 (Part 2) | 8 | 10 | 4 | 0.5 | 6.7 | Cited alongside IS 16104 in 4 of 8 comparable tenders
IS 16104 | IS 16105 | 8 | 9 | 4 | 0.5 | 7.444 | Cited alongside IS 16104 in 4 of 8 comparable tenders
IS 16104 | IS 10322 (Part 1) | 8 | 11 | 4 | 0.5 | 6.091 | Cited alongside IS 16104 in 4 of 8 comparable tenders
IS 1868 | IS 612 | 6 | 3 | 3 | 0.5 | 22.333 | Cited alongside IS 1868 in 3 of 6 comparable tenders
IS 733 | IS 1489 | 6 | 8 | 3 | 0.5 | 8.375 | Cited alongside IS 733 in 3 of 6 comparable tenders
IS 733 | IS 6057 | 6 | 3 | 3 | 0.5 | 22.333 | Cited alongside IS 733 in 3 of 6 comparable tenders
IS 733 | IS 9103 | 6 | 7 | 3 | 0.5 | 9.571 | Cited alongside IS 733 in 3 of 6 comparable tenders
IS 733 | IS 612 | 6 | 3 | 3 | 0.5 | 22.333 | Cited alongside IS 733 in 3 of 6 comparable tenders
IS 733 | IS 4925 | 6 | 3 | 3 | 0.5 | 22.333 | Cited alongside IS 733 in 3 of 6 comparable tenders
IS 733 | IS 7088 | 6 | 3 | 3 | 0.5 | 22.333 | Cited alongside IS 733 in 3 of 6 comparable tenders
IS 733 | IS 456 | 6 | 11 | 3 | 0.5 | 6.091 | Cited alongside IS 733 in 3 of 6 comparable tenders
IS 733 | IS 15622 | 6 | 5 | 3 | 0.5 | 13.4 | Cited alongside IS 733 in 3 of 6 comparable tenders
IS 16101 | IS 16103 | 6 | 9 | 3 | 0.5 | 7.444 | Cited alongside IS 16101 in 3 of 6 comparable tenders
IS 16101 | IS 16108 | 6 | 10 | 3 | 0.5 | 6.7 | Cited alongside IS 16101 in 3 of 6 comparable tenders
IS 16101 | IS 10322 | 6 | 23 | 3 | 0.5 | 2.913 | Cited alongside IS 16101 in 3 of 6 comparable tenders
IS 1868 | IS 6057 | 6 | 3 | 3 | 0.5 | 22.333 | Cited alongside IS 1868 in 3 of 6 comparable tenders
IS 1868 | IS 9103 | 6 | 7 | 3 | 0.5 | 9.571 | Cited alongside IS 1868 in 3 of 6 comparable tenders
IS 10810 | IS 1554 | 8 | 14 | 4 | 0.5 | 4.786 | Cited alongside IS 10810 in 4 of 8 comparable tenders
IS 1868 | IS 4925 | 6 | 3 | 3 | 0.5 | 22.333 | Cited alongside IS 1868 in 3 of 6 comparable tenders
IS 1868 | IS 7088 | 6 | 3 | 3 | 0.5 | 22.333 | Cited alongside IS 1868 in 3 of 6 comparable tenders
IS 1868 | IS 456 | 6 | 11 | 3 | 0.5 | 6.091 | Cited alongside IS 1868 in 3 of 6 comparable tenders
IS 1868 | IS 1489 | 6 | 8 | 3 | 0.5 | 8.375 | Cited alongside IS 1868 in 3 of 6 comparable tenders
IS 1868 | IS 2835 | 6 | 4 | 3 | 0.5 | 16.75 | Cited alongside IS 1868 in 3 of 6 comparable tenders
IS 16106 | IS 16105 | 18 | 9 | 9 | 0.5 | 7.444 | Cited alongside IS 16106 in 9 of 18 comparable tenders
IS 16108 | IS 10322 (Part 1) | 10 | 11 | 5 | 0.5 | 6.091 | Cited alongside IS 16108 in 5 of 10 comparable tenders
IS 1489 | IS 8112 | 8 | 7 | 4 | 0.5 | 9.571 | Cited alongside IS 1489 in 4 of 8 comparable tenders
IS 16108 | IS 10322 (Part 5) | 10 | 17 | 5 | 0.5 | 3.941 | Cited alongside IS 16108 in 5 of 10 comparable tenders
IS 16106 | IS 10322 (Part 5) | 18 | 17 | 9 | 0.5 | 3.941 | Cited alongside IS 16106 in 9 of 18 comparable tenders
IS 1239 | IS 8329 | 6 | 9 | 3 | 0.5 | 7.444 | Cited alongside IS 1239 in 3 of 6 comparable tenders
IS 15885 | IS 16108 | 6 | 10 | 3 | 0.5 | 6.7 | Cited alongside IS 15885 in 3 of 6 comparable tenders
IS 15885 | IS 16106 | 6 | 18 | 3 | 0.5 | 3.722 | Cited alongside IS 15885 in 3 of 6 comparable tenders
IS 15885 | IS 16107 | 6 | 14 | 3 | 0.5 | 4.786 | Cited alongside IS 15885 in 3 of 6 comparable tenders
IS 1239 | IS 1537 | 6 | 3 | 3 | 0.5 | 22.333 | Cited alongside IS 1239 in 3 of 6 comparable tenders
IS 1239 | IS 3589 | 6 | 4 | 3 | 0.5 | 16.75 | Cited alongside IS 1239 in 3 of 6 comparable tenders
IS 1489 | IS 383 | 8 | 7 | 4 | 0.5 | 9.571 | Cited alongside IS 1489 in 4 of 8 comparable tenders
IS 7098 | IS 8130 | 18 | 22 | 9 | 0.5 | 3.045 | Cited alongside IS 7098 in 9 of 18 comparable tenders
IS 10322 | IS 16107 | 23 | 14 | 11 | 0.478 | 4.578 | Cited alongside IS 10322 in 11 of 23 comparable tenders
IS 10322 (Part 5) | IS 16107 | 17 | 14 | 8 | 0.471 | 4.504 | Cited alongside IS 10322 (Part 5) in 8 of 17 comparable tenders
IS 2062 | IS 3043 | 11 | 8 | 5 | 0.455 | 7.614 | Cited alongside IS 2062 in 5 of 11 comparable tenders
IS 2062 | IS 8130 | 11 | 22 | 5 | 0.455 | 2.769 | Cited alongside IS 2062 in 5 of 11 comparable tenders
IS 2062 | IS 875 | 11 | 7 | 5 | 0.455 | 8.701 | Cited alongside IS 2062 in 5 of 11 comparable tenders
IS 2062 | IS 694 | 11 | 48 | 5 | 0.455 | 1.269 | Cited alongside IS 2062 in 5 of 11 comparable tenders
IS 10322 (Part 1) | IS 16108 | 11 | 10 | 5 | 0.455 | 6.091 | Cited alongside IS 10322 (Part 1) in 5 of 11 comparable tenders
IS 10322 (Part 1) | IS 15885 (Part 2) | 11 | 10 | 5 | 0.455 | 6.091 | Cited alongside IS 10322 (Part 1) in 5 of 11 comparable tenders
IS 10322 (Part 1) | IS 16105 | 11 | 9 | 5 | 0.455 | 6.768 | Cited alongside IS 10322 (Part 1) in 5 of 11 comparable tenders
IS 8329 | IS 456 | 9 | 11 | 4 | 0.444 | 5.414 | Cited alongside IS 8329 in 4 of 9 comparable tenders
IS 16105 | IS 16104 | 9 | 8 | 4 | 0.444 | 7.444 | Cited alongside IS 16105 in 4 of 9 comparable tenders
IS 8329 | IS 4985 | 9 | 12 | 4 | 0.444 | 4.963 | Cited alongside IS 8329 in 4 of 9 comparable tenders
IS 16103 | IS 10322 (Part 1) | 9 | 11 | 4 | 0.444 | 5.414 | Cited alongside IS 16103 in 4 of 9 comparable tenders
IS 16103 | IS 16105 | 9 | 9 | 4 | 0.444 | 6.617 | Cited alongside IS 16103 in 4 of 9 comparable tenders
IS 16103 | IS 15885 (Part 2) | 9 | 10 | 4 | 0.444 | 5.956 | Cited alongside IS 16103 in 4 of 9 comparable tenders
IS 10418 | IS 694 | 9 | 48 | 4 | 0.444 | 1.241 | Cited alongside IS 10418 in 4 of 9 comparable tenders
IS 7098 | IS 1554 | 18 | 14 | 8 | 0.444 | 4.254 | Cited alongside IS 7098 in 8 of 18 comparable tenders
IS 7098 | IS 5831 | 18 | 20 | 8 | 0.444 | 2.978 | Cited alongside IS 7098 in 8 of 18 comparable tenders
IS 8329 | IS 1536 | 9 | 5 | 4 | 0.444 | 11.911 | Cited alongside IS 8329 in 4 of 9 comparable tenders
IS 16106 | IS 16103 | 18 | 9 | 8 | 0.444 | 6.617 | Cited alongside IS 16106 in 8 of 18 comparable tenders
IS 8329 | IS 3589 | 9 | 4 | 4 | 0.444 | 14.889 | Cited alongside IS 8329 in 4 of 9 comparable tenders
IS 16105 | IS 16103 | 9 | 9 | 4 | 0.444 | 6.617 | Cited alongside IS 16105 in 4 of 9 comparable tenders
IS 8112 | IS 1199 | 7 | 4 | 3 | 0.429 | 14.357 | Cited alongside IS 8112 in 3 of 7 comparable tenders
IS 875 | IS 2629 | 7 | 4 | 3 | 0.429 | 14.357 | Cited alongside IS 875 in 3 of 7 comparable tenders
IS 1285 | IS 2835 | 7 | 4 | 3 | 0.429 | 14.357 | Cited alongside IS 1285 in 3 of 7 comparable tenders
IS 875 | IS 4759 | 7 | 5 | 3 | 0.429 | 11.486 | Cited alongside IS 875 in 3 of 7 comparable tenders
IS 9103 | IS 1285 | 7 | 7 | 3 | 0.429 | 8.204 | Cited alongside IS 9103 in 3 of 7 comparable tenders
IS 9103 | IS 612 | 7 | 3 | 3 | 0.429 | 19.143 | Cited alongside IS 9103 in 3 of 7 comparable tenders
IS 9103 | IS 733 | 7 | 6 | 3 | 0.429 | 9.571 | Cited alongside IS 9103 in 3 of 7 comparable tenders
IS 9103 | IS 6057 | 7 | 3 | 3 | 0.429 | 19.143 | Cited alongside IS 9103 in 3 of 7 comparable tenders
IS 9103 | IS 1199 | 7 | 4 | 3 | 0.429 | 14.357 | Cited alongside IS 9103 in 3 of 7 comparable tenders
IS 1285 | IS 7088 | 7 | 3 | 3 | 0.429 | 19.143 | Cited alongside IS 1285 in 3 of 7 comparable tenders
IS 9103 | IS 516 | 7 | 4 | 3 | 0.429 | 14.357 | Cited alongside IS 9103 in 3 of 7 comparable tenders
IS 1285 | IS 4925 | 7 | 3 | 3 | 0.429 | 19.143 | Cited alongside IS 1285 in 3 of 7 comparable tenders
IS 9103 | IS 4925 | 7 | 3 | 3 | 0.429 | 19.143 | Cited alongside IS 9103 in 3 of 7 comparable tenders
IS 9103 | IS 1868 | 7 | 6 | 3 | 0.429 | 9.571 | Cited alongside IS 9103 in 3 of 7 comparable tenders
IS 1285 | IS 456 | 7 | 11 | 3 | 0.429 | 5.221 | Cited alongside IS 1285 in 3 of 7 comparable tenders
IS 1285 | IS 9103 | 7 | 7 | 3 | 0.429 | 8.204 | Cited alongside IS 1285 in 3 of 7 comparable tenders
IS 1285 | IS 1489 | 7 | 8 | 3 | 0.429 | 7.179 | Cited alongside IS 1285 in 3 of 7 comparable tenders
IS 8112 | IS 1038 | 7 | 3 | 3 | 0.429 | 19.143 | Cited alongside IS 8112 in 3 of 7 comparable tenders
IS 16107 | IS 15885 (Part 2) | 14 | 10 | 6 | 0.429 | 5.743 | Cited alongside IS 16107 in 6 of 14 comparable tenders
IS 16107 | IS 10322 (Part 1) | 14 | 11 | 6 | 0.429 | 5.221 | Cited alongside IS 16107 in 6 of 14 comparable tenders
IS 8112 | IS 2190 | 7 | 3 | 3 | 0.429 | 19.143 | Cited alongside IS 8112 in 3 of 7 comparable tenders
IS 1285 | IS 612 | 7 | 3 | 3 | 0.429 | 19.143 | Cited alongside IS 1285 in 3 of 7 comparable tenders
IS 1285 | IS 6057 | 7 | 3 | 3 | 0.429 | 19.143 | Cited alongside IS 1285 in 3 of 7 comparable tenders
IS 875 | IS 456 | 7 | 11 | 3 | 0.429 | 5.221 | Cited alongside IS 875 in 3 of 7 comparable tenders
IS 16107 (Part 2) | IS 16103 | 7 | 9 | 3 | 0.429 | 6.381 | Cited alongside IS 16107 (Part 2) in 3 of 7 comparable tenders
IS 16107 | IS 16105 | 14 | 9 | 6 | 0.429 | 6.381 | Cited alongside IS 16107 in 6 of 14 comparable tenders
IS 8112 | IS 2386 | 7 | 3 | 3 | 0.429 | 19.143 | Cited alongside IS 8112 in 3 of 7 comparable tenders
IS 9103 | IS 7088 | 7 | 3 | 3 | 0.429 | 19.143 | Cited alongside IS 9103 in 3 of 7 comparable tenders
IS 8130 | IS 7098 | 22 | 18 | 9 | 0.409 | 3.045 | Cited alongside IS 8130 in 9 of 22 comparable tenders
IS 8130 | IS 10418 | 22 | 9 | 9 | 0.409 | 6.091 | Cited alongside IS 8130 in 9 of 22 comparable tenders
IS 5831 | IS 10418 | 20 | 9 | 8 | 0.4 | 5.956 | Cited alongside IS 5831 in 8 of 20 comparable tenders
IS 5831 | IS 3975 | 20 | 8 | 8 | 0.4 | 6.7 | Cited alongside IS 5831 in 8 of 20 comparable tenders
IS 16108 | IS 16107 (Part 2) | 10 | 7 | 4 | 0.4 | 7.657 | Cited alongside IS 16108 in 4 of 10 comparable tenders
IS 9968 | IS 1554 | 10 | 14 | 4 | 0.4 | 3.829 | Cited alongside IS 9968 in 4 of 10 comparable tenders
IS 5831 | IS 7098 | 20 | 18 | 8 | 0.4 | 2.978 | Cited alongside IS 5831 in 8 of 20 comparable tenders
IS 5831 | IS 10810 | 20 | 8 | 8 | 0.4 | 6.7 | Cited alongside IS 5831 in 8 of 20 comparable tenders
IS 9968 | IS 8130 | 10 | 22 | 4 | 0.4 | 2.436 | Cited alongside IS 9968 in 4 of 10 comparable tenders
IS 15885 (Part 2) | IS 16103 | 10 | 9 | 4 | 0.4 | 5.956 | Cited alongside IS 15885 (Part 2) in 4 of 10 comparable tenders
IS 15885 (Part 2) | IS 16104 | 10 | 8 | 4 | 0.4 | 6.7 | Cited alongside IS 15885 (Part 2) in 4 of 10 comparable tenders
IS 10322 | IS 10322 (Part 5) | 23 | 17 | 9 | 0.391 | 3.084 | Cited alongside IS 10322 in 9 of 23 comparable tenders
IS 10322 | IS 10322 (Part 1) | 23 | 11 | 9 | 0.391 | 4.767 | Cited alongside IS 10322 in 9 of 23 comparable tenders
IS 7098 | IS 694 | 18 | 48 | 7 | 0.389 | 1.086 | Cited alongside IS 7098 in 7 of 18 comparable tenders
IS 16106 | IS 10322 (Part 1) | 18 | 11 | 7 | 0.389 | 4.737 | Cited alongside IS 16106 in 7 of 18 comparable tenders
IS 7098 | IS 10418 | 18 | 9 | 7 | 0.389 | 5.79 | Cited alongside IS 7098 in 7 of 18 comparable tenders
IS 7098 | IS 3975 | 18 | 8 | 7 | 0.389 | 6.514 | Cited alongside IS 7098 in 7 of 18 comparable tenders
IS 16106 | IS 16104 | 18 | 8 | 7 | 0.389 | 6.514 | Cited alongside IS 16106 in 7 of 18 comparable tenders
IS 16102 | IS 10322 (Part 5) | 13 | 17 | 5 | 0.385 | 3.032 | Cited alongside IS 16102 in 5 of 13 comparable tenders
IS 16102 | IS 16106 | 13 | 18 | 5 | 0.385 | 2.863 | Cited alongside IS 16102 in 5 of 13 comparable tenders
IS 10810 | IS 4905 | 8 | 4 | 3 | 0.375 | 12.562 | Cited alongside IS 10810 in 3 of 8 comparable tenders
IS 1489 | IS 7088 | 8 | 3 | 3 | 0.375 | 16.75 | Cited alongside IS 1489 in 3 of 8 comparable tenders
IS 1489 | IS 1868 | 8 | 6 | 3 | 0.375 | 8.375 | Cited alongside IS 1489 in 3 of 8 comparable tenders
IS 1489 | IS 4925 | 8 | 3 | 3 | 0.375 | 16.75 | Cited alongside IS 1489 in 3 of 8 comparable tenders
IS 3043 | IS 1554 | 8 | 14 | 3 | 0.375 | 3.589 | Cited alongside IS 3043 in 3 of 8 comparable tenders
IS 3975 | IS 1255 | 8 | 4 | 3 | 0.375 | 12.562 | Cited alongside IS 3975 in 3 of 8 comparable tenders
IS 1489 | IS 733 | 8 | 6 | 3 | 0.375 | 8.375 | Cited alongside IS 1489 in 3 of 8 comparable tenders
IS 1489 | IS 612 | 8 | 3 | 3 | 0.375 | 16.75 | Cited alongside IS 1489 in 3 of 8 comparable tenders
IS 10810 | IS 9968 | 8 | 10 | 3 | 0.375 | 5.025 | Cited alongside IS 10810 in 3 of 8 comparable tenders
IS 16104 | IS 16102 | 8 | 13 | 3 | 0.375 | 3.865 | Cited alongside IS 16104 in 3 of 8 comparable tenders
IS 3975 | IS 694 | 8 | 48 | 3 | 0.375 | 1.047 | Cited alongside IS 3975 in 3 of 8 comparable tenders
IS 16104 | IS 16103 | 8 | 9 | 3 | 0.375 | 5.583 | Cited alongside IS 16104 in 3 of 8 comparable tenders
IS 3975 | IS 4905 | 8 | 4 | 3 | 0.375 | 12.562 | Cited alongside IS 3975 in 3 of 8 comparable tenders
IS 3043 | IS 4985 | 8 | 12 | 3 | 0.375 | 4.188 | Cited alongside IS 3043 in 3 of 8 comparable tenders
IS 13592 | IS 277 | 8 | 4 | 3 | 0.375 | 12.562 | Cited alongside IS 13592 in 3 of 8 comparable tenders
IS 13592 | IS 694 | 8 | 48 | 3 | 0.375 | 1.047 | Cited alongside IS 13592 in 3 of 8 comparable tenders
IS 13592 | IS 12701 | 8 | 3 | 3 | 0.375 | 16.75 | Cited alongside IS 13592 in 3 of 8 comparable tenders
IS 3043 | IS 8130 | 8 | 22 | 3 | 0.375 | 2.284 | Cited alongside IS 3043 in 3 of 8 comparable tenders
IS 3975 | IS 3961 | 8 | 5 | 3 | 0.375 | 10.05 | Cited alongside IS 3975 in 3 of 8 comparable tenders
IS 13592 | IS 5382 | 8 | 5 | 3 | 0.375 | 10.05 | Cited alongside IS 13592 in 3 of 8 comparable tenders
IS 1489 | IS 1285 | 8 | 7 | 3 | 0.375 | 7.179 | Cited alongside IS 1489 in 3 of 8 comparable tenders
IS 1489 | IS 6057 | 8 | 3 | 3 | 0.375 | 16.75 | Cited alongside IS 1489 in 3 of 8 comparable tenders
IS 456 | IS 4985 | 11 | 12 | 4 | 0.364 | 4.061 | Cited alongside IS 456 in 4 of 11 comparable tenders
IS 10322 (Part 1) | IS 16104 | 11 | 8 | 4 | 0.364 | 6.091 | Cited alongside IS 10322 (Part 1) in 4 of 11 comparable tenders
IS 456 | IS 516 | 11 | 4 | 4 | 0.364 | 12.182 | Cited alongside IS 456 in 4 of 11 comparable tenders
IS 2062 | IS 7098 | 11 | 18 | 4 | 0.364 | 2.707 | Cited alongside IS 2062 in 4 of 11 comparable tenders
IS 8130 | IS 1554 | 22 | 14 | 8 | 0.364 | 3.481 | Cited alongside IS 8130 in 8 of 22 comparable tenders
IS 2062 | IS 1554 | 11 | 14 | 4 | 0.364 | 3.481 | Cited alongside IS 2062 in 4 of 11 comparable tenders
IS 10322 (Part 1) | IS 16103 | 11 | 9 | 4 | 0.364 | 5.414 | Cited alongside IS 10322 (Part 1) in 4 of 11 comparable tenders
IS 2062 | IS 4759 | 11 | 5 | 4 | 0.364 | 9.745 | Cited alongside IS 2062 in 4 of 11 comparable tenders
IS 2062 | IS 2629 | 11 | 4 | 4 | 0.364 | 12.182 | Cited alongside IS 2062 in 4 of 11 comparable tenders
IS 456 | IS 8329 | 11 | 9 | 4 | 0.364 | 5.414 | Cited alongside IS 456 in 4 of 11 comparable tenders
IS 8130 | IS 3975 | 22 | 8 | 8 | 0.364 | 6.091 | Cited alongside IS 8130 in 8 of 22 comparable tenders
IS 8130 | IS 10810 | 22 | 8 | 8 | 0.364 | 6.091 | Cited alongside IS 8130 in 8 of 22 comparable tenders
IS 456 | IS 1199 | 11 | 4 | 4 | 0.364 | 12.182 | Cited alongside IS 456 in 4 of 11 comparable tenders
IS 2062 | IS 10322 | 11 | 23 | 4 | 0.364 | 2.119 | Cited alongside IS 2062 in 4 of 11 comparable tenders
IS 1554 | IS 10418 | 14 | 9 | 5 | 0.357 | 5.317 | Cited alongside IS 1554 in 5 of 14 comparable tenders
IS 1554 | IS 3961 | 14 | 5 | 5 | 0.357 | 9.571 | Cited alongside IS 1554 in 5 of 14 comparable tenders
IS 16107 | IS 16107 (Part 2) | 14 | 7 | 5 | 0.357 | 6.837 | Cited alongside IS 16107 in 5 of 14 comparable tenders
IS 1554 | IS 3975 | 14 | 8 | 5 | 0.357 | 5.982 | Cited alongside IS 1554 in 5 of 14 comparable tenders
IS 16107 | IS 16104 | 14 | 8 | 5 | 0.357 | 5.982 | Cited alongside IS 16107 in 5 of 14 comparable tenders
IS 16107 | IS 16101 | 14 | 6 | 5 | 0.357 | 7.976 | Cited alongside IS 16107 in 5 of 14 comparable tenders
IS 10322 (Part 5) | IS 16107 (Part 2) | 17 | 7 | 6 | 0.353 | 6.756 | Cited alongside IS 10322 (Part 5) in 6 of 17 comparable tenders
IS 10322 (Part 5) | IS 10322 (Part 1) | 17 | 11 | 6 | 0.353 | 4.299 | Cited alongside IS 10322 (Part 5) in 6 of 17 comparable tenders
IS 10322 (Part 5) | IS 15885 (Part 2) | 17 | 10 | 6 | 0.353 | 4.729 | Cited alongside IS 10322 (Part 5) in 6 of 17 comparable tenders
IS 5831 | IS 1554 | 20 | 14 | 7 | 0.35 | 3.35 | Cited alongside IS 5831 in 7 of 20 comparable tenders
IS 10322 | IS 16105 | 23 | 9 | 8 | 0.348 | 5.179 | Cited alongside IS 10322 in 8 of 23 comparable tenders
IS 10322 | IS 16108 | 23 | 10 | 8 | 0.348 | 4.661 | Cited alongside IS 10322 in 8 of 23 comparable tenders
IS 10418 | IS 2062 | 9 | 11 | 3 | 0.333 | 4.061 | Cited alongside IS 10418 in 3 of 9 comparable tenders
IS 10418 | IS 10322 | 9 | 23 | 3 | 0.333 | 1.942 | Cited alongside IS 10418 in 3 of 9 comparable tenders
IS 8329 | IS 1239 | 9 | 6 | 3 | 0.333 | 7.444 | Cited alongside IS 8329 in 3 of 9 comparable tenders
IS 10418 | IS 4905 | 9 | 4 | 3 | 0.333 | 11.167 | Cited alongside IS 10418 in 3 of 9 comparable tenders
IS 4985 | IS 1536 | 12 | 5 | 4 | 0.333 | 8.933 | Cited alongside IS 4985 in 4 of 12 comparable tenders
IS 10418 | IS 1255 | 9 | 4 | 3 | 0.333 | 11.167 | Cited alongside IS 10418 in 3 of 9 comparable tenders
IS 8329 | IS 9523 | 9 | 4 | 3 | 0.333 | 11.167 | Cited alongside IS 8329 in 3 of 9 comparable tenders
IS 16106 | IS 16107 (Part 2) | 18 | 7 | 6 | 0.333 | 6.381 | Cited alongside IS 16106 in 6 of 18 comparable tenders
IS 16103 | IS 16101 | 9 | 6 | 3 | 0.333 | 7.444 | Cited alongside IS 16103 in 3 of 9 comparable tenders
IS 16103 | IS 16102 | 9 | 13 | 3 | 0.333 | 3.436 | Cited alongside IS 16103 in 3 of 9 comparable tenders
IS 16103 | IS 16104 | 9 | 8 | 3 | 0.333 | 5.583 | Cited alongside IS 16103 in 3 of 9 comparable tenders
IS 4985 | IS 8329 | 12 | 9 | 4 | 0.333 | 4.963 | Cited alongside IS 4985 in 4 of 12 comparable tenders
IS 4985 | IS 456 | 12 | 11 | 4 | 0.333 | 4.061 | Cited alongside IS 4985 in 4 of 12 comparable tenders
IS 4985 | IS 1239 | 12 | 6 | 4 | 0.333 | 7.444 | Cited alongside IS 4985 in 4 of 12 comparable tenders
IS 10418 | IS 3961 | 9 | 5 | 3 | 0.333 | 8.933 | Cited alongside IS 10418 in 3 of 9 comparable tenders
IS 694 | IS 8130 | 48 | 22 | 16 | 0.333 | 2.03 | Cited alongside IS 694 in 16 of 48 comparable tenders
IS 16103 | IS 16107 (Part 2) | 9 | 7 | 3 | 0.333 | 6.381 | Cited alongside IS 16103 in 3 of 9 comparable tenders
IS 16102 | IS 16107 | 13 | 14 | 4 | 0.308 | 2.945 | Cited alongside IS 16102 in 4 of 13 comparable tenders
IS 10322 | IS 15885 (Part 2) | 23 | 10 | 7 | 0.304 | 4.078 | Cited alongside IS 10322 in 7 of 23 comparable tenders
IS 10322 | IS 16103 | 23 | 9 | 7 | 0.304 | 4.531 | Cited alongside IS 10322 in 7 of 23 comparable tenders
IS 16108 | IS 16102 (Part 1) | 10 | 4 | 3 | 0.3 | 10.05 | Cited alongside IS 16108 in 3 of 10 comparable tenders
IS 15885 (Part 2) | IS 16102 (Part 1) | 10 | 4 | 3 | 0.3 | 10.05 | Cited alongside IS 15885 (Part 2) in 3 of 10 comparable tenders
IS 9968 | IS 5831 | 10 | 20 | 3 | 0.3 | 2.01 | Cited alongside IS 9968 in 3 of 10 comparable tenders
IS 9968 | IS 11329 | 10 | 3 | 3 | 0.3 | 13.4 | Cited alongside IS 9968 in 3 of 10 comparable tenders
IS 9968 | IS 10617 | 10 | 3 | 3 | 0.3 | 13.4 | Cited alongside IS 9968 in 3 of 10 comparable tenders
IS 9968 | IS 10810 | 10 | 8 | 3 | 0.3 | 5.025 | Cited alongside IS 9968 in 3 of 10 comparable tenders
IS 9968 | IS 2993 | 10 | 3 | 3 | 0.3 | 13.4 | Cited alongside IS 9968 in 3 of 10 comparable tenders
IS 9968 | IS 12615 | 10 | 3 | 3 | 0.3 | 13.4 | Cited alongside IS 9968 in 3 of 10 comparable tenders
IS 9968 | IS 1391 (Part II) | 10 | 3 | 3 | 0.3 | 13.4 | Cited alongside IS 9968 in 3 of 10 comparable tenders
IS 16108 | IS 15885 | 10 | 6 | 3 | 0.3 | 6.7 | Cited alongside IS 16108 in 3 of 10 comparable tenders
IS 16108 | IS 16101 | 10 | 6 | 3 | 0.3 | 6.7 | Cited alongside IS 16108 in 3 of 10 comparable tenders
IS 16108 | IS 16102 | 10 | 13 | 3 | 0.3 | 3.092 | Cited alongside IS 16108 in 3 of 10 comparable tenders
IS 10322 (Part 5) | IS 16105 | 17 | 9 | 5 | 0.294 | 4.379 | Cited alongside IS 10322 (Part 5) in 5 of 17 comparable tenders
IS 10322 (Part 5) | IS 16103 | 17 | 9 | 5 | 0.294 | 4.379 | Cited alongside IS 10322 (Part 5) in 5 of 17 comparable tenders
IS 10322 (Part 5) | IS 16102 | 17 | 13 | 5 | 0.294 | 3.032 | Cited alongside IS 10322 (Part 5) in 5 of 17 comparable tenders
IS 10322 (Part 5) | IS 16104 | 17 | 8 | 5 | 0.294 | 4.926 | Cited alongside IS 10322 (Part 5) in 5 of 17 comparable tenders
IS 10322 (Part 5) | IS 16108 | 17 | 10 | 5 | 0.294 | 3.941 | Cited alongside IS 10322 (Part 5) in 5 of 17 comparable tenders
IS 694 | IS 5831 | 48 | 20 | 14 | 0.292 | 1.954 | Cited alongside IS 694 in 14 of 48 comparable tenders
IS 1554 | IS 6380 | 14 | 4 | 4 | 0.286 | 9.571 | Cited alongside IS 1554 in 4 of 14 comparable tenders
IS 1554 | IS 10810 | 14 | 8 | 4 | 0.286 | 4.786 | Cited alongside IS 1554 in 4 of 14 comparable tenders
IS 1554 | IS 9968 | 14 | 10 | 4 | 0.286 | 3.829 | Cited alongside IS 1554 in 4 of 14 comparable tenders
IS 1554 | IS 2062 | 14 | 11 | 4 | 0.286 | 3.481 | Cited alongside IS 1554 in 4 of 14 comparable tenders
IS 16107 | IS 16102 | 14 | 13 | 4 | 0.286 | 2.945 | Cited alongside IS 16107 in 4 of 14 comparable tenders
IS 7098 | IS 9968 | 18 | 10 | 5 | 0.278 | 3.722 | Cited alongside IS 7098 in 5 of 18 comparable tenders
IS 7098 | IS 10810 | 18 | 8 | 5 | 0.278 | 4.653 | Cited alongside IS 7098 in 5 of 18 comparable tenders
IS 16106 | IS 16102 | 18 | 13 | 5 | 0.278 | 2.863 | Cited alongside IS 16106 in 5 of 18 comparable tenders
IS 456 | IS 1868 | 11 | 6 | 3 | 0.273 | 6.091 | Cited alongside IS 456 in 3 of 11 comparable tenders
IS 456 | IS 612 | 11 | 3 | 3 | 0.273 | 12.182 | Cited alongside IS 456 in 3 of 11 comparable tenders
IS 456 | IS 1285 | 11 | 7 | 3 | 0.273 | 5.221 | Cited alongside IS 456 in 3 of 11 comparable tenders
IS 456 | IS 6057 | 11 | 3 | 3 | 0.273 | 12.182 | Cited alongside IS 456 in 3 of 11 comparable tenders
IS 456 | IS 4925 | 11 | 3 | 3 | 0.273 | 12.182 | Cited alongside IS 456 in 3 of 11 comparable tenders
IS 456 | IS 7088 | 11 | 3 | 3 | 0.273 | 12.182 | Cited alongside IS 456 in 3 of 11 comparable tenders
IS 2062 | IS 14930 | 11 | 5 | 3 | 0.273 | 7.309 | Cited alongside IS 2062 in 3 of 11 comparable tenders
IS 2062 | IS 10418 | 11 | 9 | 3 | 0.273 | 4.061 | Cited alongside IS 2062 in 3 of 11 comparable tenders
IS 456 | IS 733 | 11 | 6 | 3 | 0.273 | 6.091 | Cited alongside IS 456 in 3 of 11 comparable tenders
IS 456 | IS 875 | 11 | 7 | 3 | 0.273 | 5.221 | Cited alongside IS 456 in 3 of 11 comparable tenders
IS 456 | IS 1038 | 11 | 3 | 3 | 0.273 | 12.182 | Cited alongside IS 456 in 3 of 11 comparable tenders
IS 456 | IS 2190 | 11 | 3 | 3 | 0.273 | 12.182 | Cited alongside IS 456 in 3 of 11 comparable tenders
IS 456 | IS 1786 | 11 | 4 | 3 | 0.273 | 9.136 | Cited alongside IS 456 in 3 of 11 comparable tenders
IS 2062 | IS 5831 | 11 | 20 | 3 | 0.273 | 1.827 | Cited alongside IS 2062 in 3 of 11 comparable tenders
IS 456 | IS 2386 | 11 | 3 | 3 | 0.273 | 12.182 | Cited alongside IS 456 in 3 of 11 comparable tenders
IS 456 | IS 3370 | 11 | 3 | 3 | 0.273 | 12.182 | Cited alongside IS 456 in 3 of 11 comparable tenders
IS 10322 | IS 16107 (Part 2) | 23 | 7 | 6 | 0.261 | 4.994 | Cited alongside IS 10322 in 6 of 23 comparable tenders
IS 10322 | IS 16104 | 23 | 8 | 6 | 0.261 | 4.37 | Cited alongside IS 10322 in 6 of 23 comparable tenders
IS 4985 | IS 9523 | 12 | 4 | 3 | 0.25 | 8.375 | Cited alongside IS 4985 in 3 of 12 comparable tenders
IS 4985 | IS 3043 | 12 | 8 | 3 | 0.25 | 4.188 | Cited alongside IS 4985 in 3 of 12 comparable tenders
IS 4985 | IS 3370 | 12 | 3 | 3 | 0.25 | 11.167 | Cited alongside IS 4985 in 3 of 12 comparable tenders
IS 4985 | IS 3589 | 12 | 4 | 3 | 0.25 | 8.375 | Cited alongside IS 4985 in 3 of 12 comparable tenders

## 4_Certification_Rules
IS Number | Product Description | BIS Product Category | Product Family | Certification Mandatory | Scheme | Notification Reference | Source Link | IS Base
IS 12640 (Part 1) | Residual current operated circuit breakers for house hold and similar uses-Part 1 Circuit breakers without integral overcurrent protection (RCCBs) | Household Electrical goods | Electrical cables and wiring | Yes | QCO | 2. Electrical Wires, Cables, Appliances and Protection Devices and Accessories (Quality Control) Order, 2003 No. 189(E) dated 17 Feb 2003 Subsequent Amendments: S.O. 165(E) dated 5 Feb 2004 , S.O. 1172 (E) dated 22Aug 2005 , S.O. 512(E) dated 19 Feb 2009 , S.O. 2058(E) dated 7Aug 2009 & S.O. 2604 (E) dated 19 Oct.2010 | https://www.bis.gov.in/product-certification/products-under-compulsory-certification/ | IS 12640
IS 12640 (Part 2) | Residual current operated circuit breakers for household and similar uses–Part 2 Circuit breakers with integral overcurrent protection(RCVOs) | Household Electrical goods | Electrical cables and wiring | Yes | QCO |  | https://www.bis.gov.in/product-certification/products-under-compulsory-certification/ | IS 12640
IS 13010 | AC watt-hour meters, class 0.5, 1 & 2 | Household Electrical goods | Electrical cables and wiring | Yes | QCO |  | https://www.bis.gov.in/product-certification/products-under-compulsory-certification/ | IS 13010
IS 13779 | AC static watt-hour meters, class 1 & 2 | Household Electrical goods | Electrical cables and wiring | Yes | QCO |  | https://www.bis.gov.in/product-certification/products-under-compulsory-certification/ | IS 13779
IS 14697 | AC static transformer operated watt-hour and VAR-hour meters, class 0.2S & 0.5S | Household Electrical goods | Electrical cables and wiring | Yes | QCO |  | https://www.bis.gov.in/product-certification/products-under-compulsory-certification/ | IS 14697
IS 15111 (Part 1 & 2) | Self Ballasted Lamps for General Lighting Services – Part 1 : Safety Requirements & Part 2 : Performance Requirements | Household Electrical goods | Electrical cables and wiring | Yes | QCO |  | https://www.bis.gov.in/product-certification/products-under-compulsory-certification/ | IS 15111
IS 302 (Part 2/Sec 3) | Safety of household and similar electrical appliances – Electric iron | Household Electrical goods | Electrical cables and wiring | Yes | QCO |  | https://www.bis.gov.in/product-certification/products-under-compulsory-certification/ | IS 302
IS 302 (Part 2/Sec 201) | Safety of household and similar electrical appliances– Electric immersion water-heaters | Household Electrical goods | Electrical cables and wiring | Yes | QCO |  | https://www.bis.gov.in/product-certification/products-under-compulsory-certification/ | IS 302
IS 302 (Part 2/Sec 202) | Safety of household and similar electrical appliances –Electric stoves | Household Electrical goods | Electrical cables and wiring | Yes | QCO |  | https://www.bis.gov.in/product-certification/products-under-compulsory-certification/ | IS 302
IS 302 (Part 2/Sec 30) | Safety of household and similar electrical appliances-Room heaters | Household Electrical goods | Electrical cables and wiring | Yes | QCO |  | https://www.bis.gov.in/product-certification/products-under-compulsory-certification/ | IS 302
IS 3854 | Switches for domestic and similar purposes | Household Electrical goods | Electrical cables and wiring | Yes | QCO |  | https://www.bis.gov.in/product-certification/products-under-compulsory-certification/ | IS 3854
IS 418 | Tungsten filament general service electric lamps (upto100 W ) | Household Electrical goods | Electrical cables and wiring | Yes | QCO |  | https://www.bis.gov.in/product-certification/products-under-compulsory-certification/ | IS 418
IS 694 | PVC insulated cables for working voltages up to and including 1100V | Household Electrical goods | Electrical cables and wiring | Yes | QCO |  | https://www.bis.gov.in/product-certification/products-under-compulsory-certification/ | IS 694
IS 8828 * | Electrical Accessories-Circuit breakers for overcurrent protection for household and similar installations | Household Electrical goods | Electrical cables and wiring | Yes | QCO |  | https://www.bis.gov.in/product-certification/products-under-compulsory-certification/ | IS 8828
IS 9968 (Part 1) | Elastomer insulated cables (Part.1): For working voltages up to and including1100 V | Household Electrical goods | Electrical cables and wiring | Yes | QCO |  | https://www.bis.gov.in/product-certification/products-under-compulsory-certification/ | IS 9968
IS 2993 | A.C. motor capacitors | Capacitors | Electrical cables and wiring | Yes | QCO | 16. SO 2434(E), dated 01st August 2017 Date of Implementation 01/02/2018 | https://www.bis.gov.in/product-certification/products-under-compulsory-certification/ | IS 2993
IS 13340 | Power Capacitors of Self-healing Type for AC Power Systems having Rated Voltage up to 650V | Capacitors | Electrical cables and wiring | Yes | QCO |  | https://www.bis.gov.in/product-certification/products-under-compulsory-certification/ | IS 13340
IS 13585 Part 1 | Shunt Power Capacitors of the Non-Self-Healing Type for AC System having a Rated Voltage up to and Including 1000V Part-1 General Performance, Testing amd Rating Safety Requirements Guide for Installation and Operation | Capacitors | Electrical cables and wiring | Yes | QCO |  | https://www.bis.gov.in/product-certification/products-under-compulsory-certification/ | IS 13585
IS 1554(Part 1) : 1988 | Specification for PVC Insulated (Heavy Duty) Electric Cables Part 1 For Working Voltages up to and Including 1100 V | Cables | Electrical cables and wiring | Yes | QCO | 49. Cables (Quality Control) Order, 2020 (S.O. 294 (E) dated 21/01/2020 ) | https://www.bis.gov.in/product-certification/products-under-compulsory-certification/ | IS 1554
IS 1554(Part 2) : 1988 | Specification for PVC Insulated (Heavy Duty) Electric Cables Part 2 For Working Voltages from 3.3 kV up to and Including 11 kV | Cables | Electrical cables and wiring | Yes | QCO |  | https://www.bis.gov.in/product-certification/products-under-compulsory-certification/ | IS 1554
IS 7098 (Part 1) : 1988 | Specification for Crosslinked Polyethylene Insulated PVC Sheathed Cables Part 1 for working voltages up to and including 1100 V | Cables | Electrical cables and wiring | Yes | QCO |  | https://www.bis.gov.in/product-certification/products-under-compulsory-certification/ | IS 7098
IS 7098 (Part 2) : 2011 | Crosslinked polyethylene insulated Thermoplastics sheathed cables – Specification Part 2 for working voltages from 3.3 kV up to and including 33 kV | Cables | Electrical cables and wiring | Yes | QCO |  | https://www.bis.gov.in/product-certification/products-under-compulsory-certification/ | IS 7098
IS 7098 (Part 3) : 1993 | Cross-Linked Polyethylene Insulated Thermoplastics Sheathed Cables Part 3 For Working Voltages from 66 kV Up to and Including 220 kV | Cables | Electrical cables and wiring | Yes | QCO |  | https://www.bis.gov.in/product-certification/products-under-compulsory-certification/ | IS 7098
IS 14255 : 1995 | Aerial Bunched Cables – For Working Voltages Up to and Including 1100 Volts – Specification | Cables | Electrical cables and wiring | Yes | QCO |  | https://www.bis.gov.in/product-certification/products-under-compulsory-certification/ | IS 14255
IS 9968 (Part 2) : 2002 | Specification for Elastomer Insulated Cables Part 2 For Working Voltages form 3.3 kV Up to and Including 33 kV | Cables | Electrical cables and wiring | Yes | QCO |  | https://www.bis.gov.in/product-certification/products-under-compulsory-certification/ | IS 9968
IS 8784 : 1987 | Specification for Thermocouple Compensating Cables | Cables | Electrical cables and wiring | Yes | QCO |  | https://www.bis.gov.in/product-certification/products-under-compulsory-certification/ | IS 8784
IS 9857 : 1990 | Welding Cables – Specification | Cables | Electrical cables and wiring | Yes | QCO |  | https://www.bis.gov.in/product-certification/products-under-compulsory-certification/ | IS 9857
IS 14494 : 2019 | Elastomer Insulated Flexible Cables for Use in Mines – Specification | Cables | Electrical cables and wiring | Yes | QCO |  | https://www.bis.gov.in/product-certification/products-under-compulsory-certification/ | IS 14494
IS 2593 : 1984 | Specification for Flexible Cables for Miner’s Cap-Lamps | Cables | Electrical cables and wiring | Yes | QCO |  | https://www.bis.gov.in/product-certification/products-under-compulsory-certification/ | IS 2593
IS 5950 : 1984 | Specification for Shot Firing Cables (for use other than in shafts) | Cables | Electrical cables and wiring | Yes | QCO |  | https://www.bis.gov.in/product-certification/products-under-compulsory-certification/ | IS 5950
IS 17048 : 2018 | Halogen Free Flame Retardant (HFFR) Cables for Working Voltages Up to and Including 1100 V – Specification | Cables | Electrical cables and wiring | Yes | QCO |  | https://www.bis.gov.in/product-certification/products-under-compulsory-certification/ | IS 17048
IS 5557: 2004 | Industrial and protective rubber knee and ankle boots | Foot Wear | Safety equipment | Yes | QCO | Footwear made from all-Rubber and all Polymeric material and its components (Quality Control) Order, 2020 (S.O. No. 3858 (E) 27/10/2020) Footwear made from all-Rubber and all Polymeric material and its components (Quality Control) Amendment Order, 2020 (S.O. 4378 (E) dated 04/12/2020) Footwear made from all Rubber and all Polymeric material and its components (Quality Control) Amendment Order, 2021 Rescind order for the Footwear made from all-Rubber and all Polymeric material and its components (Quality Control) Order, 2020 (S.O. 2597(E), dated 3rd June 2022) 61. Footwear made from all-Rubber and all Polymeric material and its components (Quality Control) Order, 2022 (S.O. 2600(E), dated 3rd June 2022 ) Footwear Made from all Rubber and all Polymeric Material and its Components (Quality Control) Amendment Order, 2022 S.O. 3880(E), dated 11 August 2022 Footwear made from all Rubber and all Polymeric Material and its Components (Quality Control) Amendment Order, 2023 S.O.3893(E), dated 1st September, 2023 Footwear made from All Rubber and all Polymeric Material and its Components (Quality Control) Order, 2024 S.O. 1422(E), dated 15th March 2024 Footwear made from All Rubber and all Polymeric Material and its Components (Quality Control) Amendment Order, 2024 S.O. 3701(E), dated 30th August 2024 Order for Goods & Articles Exemption against Import S.O. 775(E) Dated 13th February, 2026 Order for Goods & Articles Exemption against Purchase S.O. 776(E) Dated 13th February, 2026 Footwear made from All Rubber and all Polymeric Material and its Components (Quality Control) Amendment Order, 2026 S.O. 3037 (E) Dated 12 June, 2026 Transition Facilitation (Quality Control) Order, 2026 S.O. 3417 (E) Dated 25 June, 2026 | https://www.bis.gov.in/product-certification/products-under-compulsory-certification/ | IS 5557
IS 5557 (Part 2): 2018 | All rubber gum boots and ankle boots | Foot Wear | Safety equipment | Yes | QCO |  | https://www.bis.gov.in/product-certification/products-under-compulsory-certification/ | IS 5557
IS 5676: 1995 | Moulded solid rubber soles and heels | Foot Wear | Safety equipment | Yes | QCO |  | https://www.bis.gov.in/product-certification/products-under-compulsory-certification/ | IS 5676
IS 6664: 1992 | Rubber microcellular sheets for soles and heels | Foot Wear | Safety equipment | Yes | QCO |  | https://www.bis.gov.in/product-certification/products-under-compulsory-certification/ | IS 6664
IS 6719: 1972 | Solid PVC soles and heels | Foot Wear | Safety equipment | Yes | QCO |  | https://www.bis.gov.in/product-certification/products-under-compulsory-certification/ | IS 6719
IS 6721: 1972 | PVC sandal | Foot Wear | Safety equipment | Yes | QCO |  | https://www.bis.gov.in/product-certification/products-under-compulsory-certification/ | IS 6721
IS 10702: 1992 | Rubber Hawai Chappal | Foot Wear | Safety equipment | Yes | QCO |  | https://www.bis.gov.in/product-certification/products-under-compulsory-certification/ | IS 10702
IS 12254: 1993 | Polyvinyl chloride(PVC) industrial boots | Foot Wear | Safety equipment | Yes | QCO |  | https://www.bis.gov.in/product-certification/products-under-compulsory-certification/ | IS 12254
IS 13893: 1994 | Polyurethane sole, semirigid | Foot Wear | Safety equipment | Yes | QCO |  | https://www.bis.gov.in/product-certification/products-under-compulsory-certification/ | IS 13893
IS 13995: 1995 | Unlined moulded rubber boots | Foot Wear | Safety equipment | Yes | QCO |  | https://www.bis.gov.in/product-certification/products-under-compulsory-certification/ | IS 13995
IS 16645: 2018 | Moulded plastics footwear- Lined or Unlined polyurethane boots for general industrial use | Foot Wear | Safety equipment | Yes | QCO |  | https://www.bis.gov.in/product-certification/products-under-compulsory-certification/ | IS 16645
IS 16994: 2018 | Footwear for men and women for municipal scavenging work | Foot Wear | Safety equipment | Yes | QCO |  | https://www.bis.gov.in/product-certification/products-under-compulsory-certification/ | IS 16994
IS 1989 (Part 1): 1986 | Leather safety boots and shoes for miners | Foot Wear | Safety equipment | Yes | QCO | Footwear made from Leather and other materials (Quality Control) Order, 2020 (S.O. No. 3860(E) dated 27/10/2020) Footwear made from Leather and other materials (Quality Control) Amendment Order 2020 (S.O. 4379 (E) dated 04/12/2020) Footwear made from Leather and other materials (Quality Control) Amendment Order, 2021 Rescind order for the Footwear made from Leather and other materials(Quality Control)Order, 2020 (S.O. 2598(E), dated 3rd June 2022 ) 62. Footwear made from Leather and other materials(Quality Control)Order, 2022 (S.O. 2599(E), dated 3rd June 2022 ) Footwear Made from Leather and Other Materials (Quality Control) Amendment Order, 2022 S.O. 3775(E), dated 11 August 2022 Footwear made from Leather and other Materials (Quality Control) Order, 2024 S.O. 1421(E), dated 15th March 2024 Footwear made from Leather and other Materials (Quality Control) Amendment Order, 2024 S.O. 3700(E), dated 30th August 2024 Order for Goods & Articles Exemption against Import S.O. 775(E) Dated 13th February, 2026 Order for Goods & Articles Exemption against Purchase S.O. 776(E) Dated 13th February, 2026 Footwear made from Leather and other Materials (Quality Control) Amendment Order, 2026 S.O. 3038 (E) Dated 12 June, 2026 Transition Facilitation (Quality Control) Order, 2026 S.O. 3417 (E) Dated 25 June, 2026 | https://www.bis.gov.in/product-certification/products-under-compulsory-certification/ | IS 1989
IS 1989 (Part.2): 1986 | Leather safety boots and shoes for heavy metal industries | Foot Wear | Safety equipment | Yes | QCO |  | https://www.bis.gov.in/product-certification/products-under-compulsory-certification/ | IS 1989
IS 3735: 1996 | Canvas Shoes Rubber Sole | Foot Wear | Safety equipment | Yes | QCO |  | https://www.bis.gov.in/product-certification/products-under-compulsory-certification/ | IS 3735
IS 3736: 1995 | Canvas Boots Rubber Sole | Foot Wear | Safety equipment | Yes | QCO |  | https://www.bis.gov.in/product-certification/products-under-compulsory-certification/ | IS 3736
IS 3976: 2018 | Safety Rubber Canvas Boots for Miners | Foot Wear | Safety equipment | Yes | QCO |  | https://www.bis.gov.in/product-certification/products-under-compulsory-certification/ | IS 3976
IS 11226: 1993 | Leather safety footwear having direct moulded rubber sole | Foot Wear | Safety equipment | Yes | QCO |  | https://www.bis.gov.in/product-certification/products-under-compulsory-certification/ | IS 11226
IS 14544: 1998 | Leather safety footwear with direct moulded polyvinyl chloride (PVC) sole | Foot Wear | Safety equipment | Yes | QCO |  | https://www.bis.gov.in/product-certification/products-under-compulsory-certification/ | IS 14544
IS 15844(Part-1): 2023 | Sports Footwear for General Purpose | Foot Wear | Safety equipment | Yes | QCO |  | https://www.bis.gov.in/product-certification/products-under-compulsory-certification/ | IS 15844
IS 15844(Part-2): 2023 | Sports Footwear for Performance Sports Footwear | Foot Wear | Safety equipment | Yes | QCO |  | https://www.bis.gov.in/product-certification/products-under-compulsory-certification/ | IS 15844
IS 15844(Part 3): 2024 | Sports Footwear for Professional Sports Footwear | Foot Wear | Safety equipment | Yes | QCO |  | https://www.bis.gov.in/product-certification/products-under-compulsory-certification/ | IS 15844
IS 17012: 2018 | High ankle tactical boots with PU – Rubber sole | Foot Wear | Safety equipment | Yes | QCO |  | https://www.bis.gov.in/product-certification/products-under-compulsory-certification/ | IS 17012
IS 17037: 2018 | Antiriot shoes | Foot Wear | Safety equipment | Yes | QCO |  | https://www.bis.gov.in/product-certification/products-under-compulsory-certification/ | IS 17037
IS 17043 (Part-1): 2024 | Shoes for Services | Foot Wear | Safety equipment | Yes | QCO |  | https://www.bis.gov.in/product-certification/products-under-compulsory-certification/ | IS 17043
IS 17043 (Part-2): 2024 | Shoes for General Purpose | Foot Wear | Safety equipment | Yes | QCO |  | https://www.bis.gov.in/product-certification/products-under-compulsory-certification/ | IS 17043
IS 15298 (Part 2): 2016 | Personal protective equipment – Part 2 Safety Footwear | Foot Wear | Safety equipment | Yes | QCO | 63. Personal Protective Equipment – Footwear (Quality Control) Order, 2020 (S.O. No. 3857(E) dated 27/10/2020) Personal Protective Equipment – Footwear (Quality Control) Amendment Order, 2020 (S.O. 4377 (E) dated 04/12/2020) Personal Protective Equipment-Footwear (Quality Control) Amendment Order, 2021 Transition Facilitation (Quality Control) Order, 2026 S.O. 3417 (E) Dated 25 June, 2026 | https://www.bis.gov.in/product-certification/products-under-compulsory-certification/ | IS 15298
IS 15298 ( Part 3) : 2019 | Personal protective equipment – Part 3 Protective Footwear | Foot Wear | Safety equipment | Yes | QCO |  | https://www.bis.gov.in/product-certification/products-under-compulsory-certification/ | IS 15298
IS 15298 (Part 4) : 2017 | Personal protective equipment – Part 4 Occupational Footwear | Foot Wear | Safety equipment | Yes | QCO |  | https://www.bis.gov.in/product-certification/products-under-compulsory-certification/ | IS 15298
IS 1536: 2001 | Centrifugally cast (Spun) iron pressure pipes for water, gas and sewage | Centrifugally cast (Spun) iron pipes | Pipes (PVC and GI) | Yes | QCO | 67. Centrifugally Cast (Spun) Iron Pipes (Quality Control) Order, 2021 (S.O. No. 116 (E) 12/01/2021) | https://www.bis.gov.in/product-certification/products-under-compulsory-certification/ | IS 1536
IS 3989: 2009 | Centrifugally cast (Spun) iron spigot and socket soil, waste, ventilating and rainwater pipes, fittings and accessories | Centrifugally cast (Spun) iron pipes | Pipes (PVC and GI) | Yes | QCO |  | https://www.bis.gov.in/product-certification/products-under-compulsory-certification/ | IS 3989
IS 15905: 2011 | Hubless centrifugally cast (Spun) iron pipes, fittings and accessories – Spigot series | Centrifugally cast (Spun) iron pipes | Pipes (PVC and GI) | Yes | QCO |  | https://www.bis.gov.in/product-certification/products-under-compulsory-certification/ | IS 15905
IS 15741 : 2007 | Curtains and Drapes | Protective Textiles | Safety equipment | Yes | QCO | 74. Protective Textiles (Quality Control) Order, 2022 (S.O. 1707(E), dated 10th April, 2023) Protective Textiles (Quality Control) Amendment Order, 2022 (S.O. 2332(E), 24th May, 2023) Protective Textiles (Quality Control) Amendment Order, 2024 S.O. 3896(E), dated 12th September 2024 | https://www.bis.gov.in/product-certification/products-under-compulsory-certification/ | IS 15741
IS 16890 : 2018 | Protective clothing for firefighters | Protective Textiles | Safety equipment | Yes | QCO |  | https://www.bis.gov.in/product-certification/products-under-compulsory-certification/ | IS 16890
IS 16874 : 2018 | Protective gloves for firefighters | Protective Textiles | Safety equipment | Yes | QCO |  | https://www.bis.gov.in/product-certification/products-under-compulsory-certification/ | IS 16874
IS 15748 : 2022 | Protective clothing for industrial workers exposed to heat | Protective Textiles | Safety equipment | Yes | QCO |  | https://www.bis.gov.in/product-certification/products-under-compulsory-certification/ | IS 15748
IS 15742 : 2007 | Clothing made of limited flame spread materials and material assemblies affording protection against heat and flame | Protective Textiles | Safety equipment | Yes | QCO |  | https://www.bis.gov.in/product-certification/products-under-compulsory-certification/ | IS 15742
IS 15809 : 2017 | High visibility Warning Clothes | Protective Textiles | Safety equipment | Yes | QCO |  | https://www.bis.gov.in/product-certification/products-under-compulsory-certification/ | IS 15809
IS 16655 : 2017 | Protective Clothing for use in welding and allied processes | Protective Textiles | Safety equipment | Yes | QCO |  | https://www.bis.gov.in/product-certification/products-under-compulsory-certification/ | IS 16655
IS 16725 : 2018 | Tactical 3 point sling | Protective Textiles | Safety equipment | Yes | QCO |  | https://www.bis.gov.in/product-certification/products-under-compulsory-certification/ | IS 16725
IS 16726 : 2018 | Pouch for ammunition and grenades made of disruptive pattern nylon-66 | Protective Textiles | Safety equipment | Yes | QCO |  | https://www.bis.gov.in/product-certification/products-under-compulsory-certification/ | IS 16726
IS 17051 : 2018 | Bullet resistant jackets | Protective Textiles | Safety equipment | Yes | QCO |  | https://www.bis.gov.in/product-certification/products-under-compulsory-certification/ | IS 17051
IS 17286 : 2019 | Water-proof multipurpose rain poncho | Protective Textiles | Safety equipment | Yes | QCO |  | https://www.bis.gov.in/product-certification/products-under-compulsory-certification/ | IS 17286
IS 2745:1983 | Non-metal helmet for firemen and civil defence personnel | Helmet for Police Force, Civil Defence and Personal Protection | Safety equipment | Yes | QCO | 101. Helmet for Police Force, Civil Defence and Personal Protection (Quality Control) Order, 2023 S.O. 4649(E), dated 23rd October 2023 | https://www.bis.gov.in/product-certification/products-under-compulsory-certification/ | IS 2745
IS 2925:1984 | Industrial safety helmets | Helmet for Police Force, Civil Defence and Personal Protection | Safety equipment | Yes | QCO |  | https://www.bis.gov.in/product-certification/products-under-compulsory-certification/ | IS 2925
IS 9562:1980 | Non- metal helmet for Police Force | Helmet for Police Force, Civil Defence and Personal Protection | Safety equipment | Yes | QCO |  | https://www.bis.gov.in/product-certification/products-under-compulsory-certification/ | IS 9562

## 5_Coverage_Gap_Backlog
Tenders Citing | IS Number
11 | IS 456
11 | IS 2062
9 | IS 8329
8 | IS 3975
8 | IS 1489
7 | IS 9103
7 | IS 875
7 | IS 8112
7 | IS 383
7 | IS 1285
6 | IS 733
6 | IS 1868
6 | IS 1239
5 | IS 5382
5 | IS 4759
5 | IS 15622
5 | IS 1536
4 | IS 9523
4 | IS 516
4 | IS 4905
4 | IS 374
4 | IS 3589
4 | IS 2835
4 | IS 277
4 | IS 2629
4 | IS 1800
4 | IS 1786
4 | IS 1199
3 | IS 808
3 | IS 800
3 | IS 7285
3 | IS 7088
3 | IS 612
3 | IS 60947
3 | IS 6057
3 | IS 4925
3 | IS 458
3 | IS 3370
3 | IS 3224
3 | IS 2993
3 | IS 280
3 | IS 2386
3 | IS 2190
3 | IS 15683
3 | IS 1537
3 | IS 150
3 | IS 14609
3 | IS 14286
3 | IS 1391 (Part II)
3 | IS 13849
3 | IS 1341
3 | IS 12701
3 | IS 12615
3 | IS 11329
3 | IS 10617
3 | IS 1038
3 | IS 100
2 | IS 7969
2 | IS 783
2 | IS 707
2 | IS 702
2 | IS 6746
2 | IS 6530
2 | IS 61730
2 | IS 617
2 | IS 60529
2 | IS 513
2 | IS 5082
2 | IS 4989 (Part II)
2 | IS 4947
2 | IS 4736
2 | IS 4082
2 | IS 4043
2 | IS 3989
2 | IS 335
2 | IS 3114
2 | IS 2878
2 | IS 269
2 | IS 2633
2 | IS 2556
2 | IS 226
2 | IS 210
2 | IS 209
2 | IS 204
2 | IS 18002
2 | IS 16046
2 | IS 1592
2 | IS 1538
2 | IS 15155
2 | IS 14846
2 | IS 14845
2 | IS 14182
2 | IS 1391
2 | IS 13755
2 | IS 13753
2 | IS 12823
2 | IS 12330
2 | IS 12269
2 | IS 1161
2 | IS 11171
2 | IS 1081
2 | IS 10500
2 | IS 10221
2 | IS 10204
2 | IS 1003
1 | IS 9938
1 | IS 9800
1 | IS 9676
1 | IS 9595
1 | IS 9283
1 | IS 9224
1 | IS 9000
1 | IS 8887
1 | IS 8784
1 | IS 875 (Part 3)
1 | IS 870
1 | IS 863
1 | IS 8623
1 | IS 8500
1 | IS 841
1 | IS 8402
1 | IS 829
1 | IS 8231
1 | IS 807
1 | IS 8000
1 | IS 798
1 | IS 784
1 | IS 7814
1 | IS 7809 (Part 3)
1 | IS 7809
1 | IS 780
1 | IS 760
1 | IS 7452
1 | IS 7403
1 | IS 737
1 | IS 7328
1 | IS 7323
1 | IS 731
1 | IS 725
1 | IS 722 (Part IX)
1 | IS 7181
1 | IS 715
1 | IS 710
1 | IS 6950
1 | IS 6911
1 | IS 690
1 | IS 6875
1 | IS 6649
1 | IS 6623
1 | IS 6600
1 | IS 6573
1 | IS 6477
1 | IS 6457
1 | IS 6455
1 | IS 6403
1 | IS 638
1 | IS 6315
1 | IS 6313 (Part III)
1 | IS 6313
1 | IS 6312
1 | IS 6175
1 | IS 61730 (Part 2)
1 | IS 61730 (Part 1)
1 | IS 61701
1 | IS 613
1 | IS 60947 (Part 2)
1 | IS 60898 (Part 1)
1 | IS 60898
1 | IS 60840
1 | IS 6051
1 | IS 60439
1 | IS 5991
1 | IS 585
1 | IS 5822
1 | IS 5820
1 | IS 5725
1 | IS 5715
1 | IS 5653
1 | IS 5650
1 | IS 5608
1 | IS 5604
1 | IS 5500
1 | IS 5454
1 | IS 5445
1 | IS 5312
1 | IS 5026
1 | IS 500
1 | IS 4953
1 | IS 4923
1 | IS 4770
1 | IS 4729
1 | IS 4722
1 | IS 470
1 | IS 4691
1 | IS 4656
1 | IS 460
1 | IS 4595
1 | IS 4572
1 | IS 455
1 | IS 4457
1 | IS 432 (Part I)
1 | IS 4237
1 | IS 4097
1 | IS 4064
1 | IS 4009
1 | IS 3938
1 | IS 388
1 | IS 3815
1 | IS 3764
1 | IS 3757
1 | IS 3681
1 | IS 3676
1 | IS 3629
1 | IS 3614
1 | IS 3564
1 | IS 3531
1 | IS 3513 (Part 2)
1 | IS 350
1 | IS 3495
1 | IS 3427
1 | IS 3370 (Part 1)
1 | IS 3312
1 | IS 325
1 | IS 3202
1 | IS 3188
1 | IS 3156
1 | IS 3099
1 | IS 3075
1 | IS 3063
1 | IS 306
1 | IS 303
1 | IS 300
1 | IS 2982
1 | IS 2974
1 | IS 2932
1 | IS 285
1 | IS 2834
1 | IS 2830
1 | IS 281
1 | IS 2762
1 | IS 2745
1 | IS 274 (Part 1)
1 | IS 273
1 | IS 2721
1 | IS 2720
1 | IS 2713
1 | IS 2705
1 | IS 2673
1 | IS 2645
1 | IS 2631
1 | IS 2615
1 | IS 2530
1 | IS 2509
1 | IS 2506
1 | IS 2505
1 | IS 2502
1 | IS 2500
1 | IS 245
1 | IS 2266
1 | IS 2253
1 | IS 2202 (Part I)
1 | IS 220
1 | IS 2189
1 | IS 2185
1 | IS 2121 (Part I)
1 | IS 2116
1 | IS 21016
1 | IS 2099
1 | IS 2095 (Part I)
1 | IS 2095
1 | IS 2089
1 | IS 208
1 | IS 2074
1 | IS 2046
1 | IS 2036
1 | IS 2026 (Part I)
1 | IS 2026
1 | IS 2016
1 | IS 1983 (Part 1)
1 | IS 1948
1 | IS 1938
1 | IS 1916
1 | IS 191
1 | IS 1893
1 | IS 1891 (Part 5)
1 | IS 1883
1 | IS 18728
1 | IS 1865
1 | IS 1856
1 | IS 1852
1 | IS 1848 (Part 2)
1 | IS 1848
1 | IS 1846
1 | IS 1796
1 | IS 17861
1 | IS 17573
1 | IS 175
1 | IS 1732
1 | IS 1730
1 | IS 17293
1 | IS 1729
1 | IS 1726
1 | IS 17210
1 | IS 1710
1 | IS 17048
1 | IS 1700
1 | IS 16911
1 | IS 16781
1 | IS 1676
1 | IS 16700
1 | IS 16676
1 | IS 16664
1 | IS 1659
1 | IS 1651
1 | IS 165
1 | IS 16270
1 | IS 16240
1 | IS 16221 (Part 2)
1 | IS 16221 (Part 1)
1 | IS 16221
1 | IS 16220 (Part 1)
1 | IS 16077
1 | IS 16046 (Part 2)
1 | IS 16014
1 | IS 1599
1 | IS 1597
1 | IS 15905
1 | IS 1570
1 | IS 15652
1 | IS 15627
1 | IS 15541
1 | IS 1542
1 | IS 15337
1 | IS 15298 (Part 2)
1 | IS 1520
1 | IS 14948
1 | IS 14933
1 | IS 14856
1 | IS 14848
1 | IS 14700 (Part 3)
1 | IS 14700
1 | IS 14443
1 | IS 14375
1 | IS 14352
1 | IS 14246
1 | IS 14221
1 | IS 14220
1 | IS 14151
1 | IS 1415
1 | IS 13983
1 | IS 13947
1 | IS 1391 (Part 2)
1 | IS 1390
1 | IS 1387
1 | IS 13713
1 | IS 1367 (Part 3)
1 | IS 1367
1 | IS 13620
1 | IS 13408
1 | IS 13382
1 | IS 13176
1 | IS 13118
1 | IS 13098
1 | IS 13095
1 | IS 12866
1 | IS 12820
1 | IS 12817
1 | IS 12786
1 | IS 12640
1 | IS 1248
1 | IS 12463
1 | IS 12402
1 | IS 1239 (Part 1)
1 | IS 12288
1 | IS 12118
1 | IS 12075
1 | IS 12065
1 | IS 12063
1 | IS 12021
1 | IS 1200
1 | IS 120
1 | IS 11967 (Part 1)
1 | IS 1173
1 | IS 11654 (Part 3)
1 | IS 11606
1 | IS 11551
1 | IS 1139
1 | IS 1124
1 | IS 1120
1 | IS 11143
1 | IS 11037
1 | IS 11000
1 | IS 1077
1 | IS 10553 (Part II)
1 | IS 10346
1 | IS 10262
1 | IS 10192
1 | IS 10178
1 | IS 10151
1 | IS 101
1 | IS 10086
1 | IS 10028 (Part II)
1 | IS 10028
1 | IS 10011